## Cover
RIIO-GD3 Cost Benefit Analysis template
Publication date: | Contact:
| Team: | Gas Distribution Cost Assessment
Tel:
Email:

## Changes Log
CBA Version | Sheet name | Cell reference | Changes made in the CBA template | Change made by
v2 | Fixed Data | B10 | Safety disproportion factor revised to 10 | Duncan Innes
v2 | Baseline/Option | Row 146-147 | Safety disproportion factor added to calculations | Duncan Innes
v2 | Baseline/Option | Row 75 | Calculation corrected from column F onwards (value now divides by 100) | Duncan Innes
v2 | Baseline/Option | Row 143-154 & 172-178 | Cell formatting corrected to reflect which cells contain formulae and which are user inputs | Duncan Innes
v2 | Baseline/Option | Rows 196-197 | Sumif formulae corrected | Duncan Innes
v2 | Baseline/Option | Rows 190-214 | Corrections for consistency: rows for pass through costs and financial cost/benefits now appear in all tabs | Duncan Innes
v3 | Baseline/Options tabs | Rows 211:219 | Corrections made to include both Pass-through totals and Financial totals on all tabs | Duncan Innes
v3 | Baseline/Options tabs | Rows 221:227 | Existing rows relabelled as Annual Totals and additional rows provided for Net Present Value | Duncan Innes
v3 | Baseline/Options tabs | B7 | Dropdown option added | Duncan Innes
v3 | Fixed Data | BF42:BH42 | Data added in | Duncan Innes
v3 | Fixed Data | Row 31 | Circular reference corrected | Duncan Innes
v3 | Baseline/Options tabs | Row 192 | Correct formula added in | Duncan Innes
v3 | Baseline/Options tabs | E195 & E208 | Formulae corrected | Duncan Innes
v3 | Fixed Data | Column BI | Fixed data extended out to 2076 to match Baseline/Options sheets | Duncan Innes
v4 | Fixed Data | B18:19 | RIIO3 and subsequent period Depreciation Acceleration Factors added in | Duncan Innes
v4 | Baseline/Options tabs | Rows 84:127 | Depreciation calculations amended to allow for Acceleration Factors. Depreciation calculations for post-2050 investments removed | Duncan Innes
v4 | Baseline/Options tabs | Annual Total Low and High formula references incorrect cells | lines 209 and 210 =SUM(E198:E200,E202,E204:E206) | Francisco Moraiz
v4 | Baseline/Option tabs | B13:g18 | $E$53:$AW$53 replace with $E$53:$bb$53 | Francisco Moraiz
v4 | Baseline/Option tabs | Depreciation calculation not working (F84:BB106) | modify the formula | Francisco Moraiz
v5 | Option tabs 4-10 | AZ75:BB75 | Formulae corrected to include 10^2 factor | Duncan Innes
v5 | Summary tab | F9:G19 | Formulae corrected to only include RIIO3 expenditure | Duncan Innes
v5 | Baseline/Options tabs | Rows 84:107 | Formulae corrected to reflect fact that costs should be entered as negative numbers | Duncan Innes
v5 | Baseline/Options tabs | Row 81 | Capitalisation rates set to 0 from 2050 onwards | Duncan Innes
v5 | Baseline/Options tabs | A29:G40 | Outputs table restored and instruction added to Guidance | Duncan Innes
v6 | Baseline/Options tabs | Row 190 | Capex formula corrected to include expensed investment | Duncan Innes
v6 | Baseline/Options tabs | Rows 186:187 | Discount formula corrected | Duncan Innes

## Guidance
Tab Name | Brief Description | Instructions
Summary | Presents summary tables, showing the present value (PV) and net present value (NPV) of each option at different points in time and under different carbon pricing scenarios | All cells in the summary table are automatically calculated. Please note, an Option name must be entered into cell B6 for Baseline and Option sheets in order for the summary table to populate. There are summary boxes provided to restate the key points from the Engineering Justification Paper, Stakeholder and GDN views that support the underlying justification for the preferred option.
Full Opt. Considered | A tab providing a full summary list of options considered & rejected before full costing for the investment decision. Stated aim should reflect a brief summary of engineering justification. | Provide a description of the stated aim of the investment decision & also include options that have been considered, including those which have been rejected, before full costing. Please use the drop down list (Y/N), to select if the option is included in the CBA. If the option has been included, then please clarify which tab it is corresponding to. Each option within the short list of those options that have been considered and costed, should provide a brief description & a clear rationale for including/excluding them in the comment section.
Fixed Data | A tab containing all key sources of data & relevant static data points. This tab also contains the depreciation calculation reference, and lists of the Investment and Output types that can be used in the Baseline/Options tabs | This tab contains all fixed data points and drop-down menu lists required for the CBA to function. Please enter pre-tax WACC consistent with your business plan in this tab. Depreciation Acceleration Factors (as described in the SSMD Finance Annex p180-181) have been included for RIIO3 and subsequent price controls to enable users to test out the potential impact should these be applied
Risk Register | A tab for documenting risks associated with the chosen investment decision, and actions to manage each risk. | Please fill in this tab only for the preferred option; details should be provided for all risk(s) affecting the following areas: (i) Delivery timeframe; (ii) Distinct variance in original forecast cost; & (iii) Criteria which may result in the scheme being cancelled or significantly delayed. Each row should be treated as a single risk entry, the expectation is for relevant information on the: Risk Description; Impact; Liklihood; Mitigation/Controls & any relevant commentary would be included as supporting evidence.
Baseline sheets | A tab which captures & quantifies the Baseline approach (your 'do minimum' or 'reference scenario' e.g. do nothing, ongoing maintenance of existing asset or the option which requires the minimim investment) & feeds this information back to the Summary tab. | Baseline should represent your 'do minimum' or 'reference scenario' (e.g. do nothing, ongoing maintenance of existing asset or the option which requires the minimim investment). Rows 39-58 should capture the ongoing maintenance & repair costs associated with the 'do minimum' scenario. For asset health expenditure, this should cover the whole of the asset population. Please refer to guidance on completing 'Option sheet'.
Baseline workings sheet | A tab providing additional detail on the values entered for the Baseline
Option sheets | A tab which captures & quantifies each potential option for investment & feeds this information back to the Summary tab. | The user should populate the yellow cells. All other cells are either fixed or auto-populated. Enter costs / benefits in 2023/24 prices (£m). Expenditure and costs should be entered as negative values. Benefits should be entered as positive values. Technical inputs (e.g. GWh leakage) should be entered as positive values. Costs entered for the preferred option should broadly correspond to values set out in company Business Plans (i.e. should exclude RPEs and include ongoing efficiencies consistent with assumptions contained in your Business Plan submission), with any differences explained in the Company View box. Enter costs and benefits asociated with the option. Enter the Option Name, a Scheme Reference ID, and an Engineering Justification Reference consistent with that used in the EJP; define the Expenditure Type (consistent with the type of EJP structure used) and then use the drop down in B9 to indicate if this is the preferred option. The Option Description box should be used to enable Ofgem to quickly recognise the work being described, and to link it to the relevant sections of the EJP and the Business Plan. The level of detail required will vary according to the nature of the option. Please also provide a brief description of the: (i) Engineering Description; (ii) Stakeholder feedback & (iii) Company view of the option. The capitalisation rate applies only to capitalised costs and should therefore normally be set at 100%. The same capitalisation rate should be used for the baseline and each of the options. Enter the first year in which investment occurs. This should be the first year in which capex/repex spend occurs. Completion of the Outputs table is optional but can be used where non-financial outputs of the proposed investment can be usefully quantified Expenditure section: Please select the Asset Class and Intervention Type from the drop-down lists & enter the corresponding volume/units. Use column C to enter any additional descriptive information, should it be required. Enter any categories of opex spending and passthrough costs where one or more options will differ from the baseline. Other Costs/Benefits section: Please enter figures for the defined categories in the Inputs table, and the Calculated Values table will populate automatically. For any other relevant costs or benefits, add the value of these in the Calculated Values table, choosing an appropriate Category in column B. If useful, values may also be added to the Inputs table. For the Baseline and the preferred Option, enter the Monetised Risk score of the option, as calculated by your company's NARM model. Please then highlight your chosen option by colouring the worksheet tab yellow.
Option Workings sheets | A tab associated with each option sheet that has been completed, providing additional detail on the values entered for that option | These sheets should be used to provide additional information on how the costs and benefits entered on the Option sheet were calculated. There are two parts to this: a disaggregated view of the costs entered in the Option sheet, and a description of how longer-term costs have been forecasted. For the first part, we are still considering what level of disaggregation is appropriate and will engage with stakeholders on this. In the 'Long Term Cost/Benefit Assumptions' section the user should briefly summarise the assumptions used to calculate long-term (>10 year) cost/benefit inputs (eg "Opex assumed to increase at 1%/year based on historic trends"). In most cases we would expect these to be the same across the baseline and different options. If detailed descriptions are required (eg to explain assumptions around whole life costs of assets) these should be included as part of the EJP
Colour code | Cell colour:
User populated cells
Formula/Calculation
Comparison cells - automatically calculated
Category description
Title, name or desciption

## Summary
SUMMARY - BASE CASE
[6 empty] | Central estimate | [5 empty] | Low CO2 price estimate | [5 empty] | High CO2 price estimate
NPV of costs and benefits
[6 empty] | NPVs of costs and benefits (absolute, £m) | [5 empty] | NPVs of costs and benefits (absolute, £m) | [5 empty] | NPVs of costs and benefits (absolute, £m)
Option No. | Desc. Of Option | Preferred Option | Total RIIO3 Forecast Expenditure (£m) |  | Spend Area (RRP Table Reference) | 2035 | 2040 | 2045 | 2050 | 2060 | 2070 | 2035 | 2040 | 2045 | 2050 | 2060 | 2070 | 2035 | 2040 | 2045 | 2050 | 2060 | 2070 | Engineering Justification | Stakeholder Support Summary | GDN View
|  |  | Capitalised | Non-capitalised
Baseline | Maintain baseline by doing minimum/nothing | N | 0 | -0.57406 | CV5.06 | -76.7053 | -112.3471 | -143.9688 | -171.9838 | -219.4365 | -259.1714 | -76.7053 | -112.3471 | -143.9688 | -171.9838 | -219.4365 | -259.1714 | -76.7053 | -112.3471 | -143.9688 | -171.9838 | -219.4365 | -259.1714 | See Engineering Justification in Baseline tab | See Stakeholder Support Summary in Baseline tab | See GDN View in Baseline tab
Option_1 | High-Pressure Focus | N | -0.17828 | -0.57406 | CV5.06 | -76.7994 | -112.4158 | -144.0043 | -171.9815 | -219.3562 | -259.0146 | -76.7994 | -112.4158 | -144.0043 | -171.9815 | -219.3562 | -259.0146 | -76.7994 | -112.4158 | -144.0043 | -171.9815 | -219.3562 | -259.0146 | See Engineering Justification in Option_1 tab | See Stakeholder Support Summary in Option_1 tab | See GDN View in Option_1 tab
Option_2 | Based on Age | N | -22.4134 | -0.26806 | CV5.06 | -88.2152 | -120.0549 | -146.6339 | -168.9627 | -204.295 | -231.3729 | -88.2152 | -120.0549 | -146.6339 | -168.9627 | -204.295 | -231.3729 | -88.2152 | -120.0549 | -146.6339 | -168.9627 | -204.295 | -231.3729 | See Engineering Justification in Option_2 tab | See Stakeholder Support Summary in Option_2 tab | See GDN View in Option_2 tab
Option_3 | Balanced Programme | Y | -7.0315 | -0.26806 | CV5.06 | -77.7836 | -110.5623 | -138.7331 | -162.982 | -202.19 | -232.7981 | -77.7836 | -110.5623 | -138.7331 | -162.982 | -202.19 | -232.7981 | -77.7836 | -110.5623 | -138.7331 | -162.982 | -202.19 | -232.7981 | See Engineering Justification in Option_3 tab | See Stakeholder Support Summary in Option_3 tab | See GDN View in Option_3 tab
Option_4 | 0
Option_5 | 0
Option_6 | 0
Option_7 | 0
Option_8 | 0
Option_9 | 0
Option_10 | 0
NPV relative to baseline
[6 empty] | NPVs (relative to baseline, £m) | [5 empty] | NPVs (relative to baseline, £m) | [5 empty] | NPVs (relative to baseline, £m)
Option No. | Desc. Of Option | Preferred Option | Total RIIO3 Forecast Expenditure (£m) |  | Spend Area (RRP Table Reference) | 2035 | 2040 | 2045 | 2050 | 2060 | 2070 | 2035 | 2040 | 2045 | 2050 | 2060 | 2070 | 2035 | 2040 | 2045 | 2050 | 2060 | 2070
|  |  | Capitalised | Non-capitalised
Option_1 | High-Pressure Focus | N | -0.17828 | 0 | CV5.06 | -0.094027 | -0.068642 | -0.035515 | 0.002271 | 0.080302 | 0.15686 | -0.094027 | -0.068642 | -0.035515 | 0.002271 | 0.080302 | 0.15686 | -0.094027 | -0.068642 | -0.035515 | 0.002271 | 0.080302 | 0.15686
Option_2 | Based on Age | N | -22.4134 | 0.306 | CV5.06 | -11.5098 | -7.7078 | -2.6651 | 3.0211 | 15.1414 | 27.7985 | -11.5098 | -7.7078 | -2.6651 | 3.0211 | 15.1414 | 27.7985 | -11.5098 | -7.7078 | -2.6651 | 3.0211 | 15.1414 | 27.7985
Option_3 | Balanced Programme | Y | -7.0315 | 0.306 | CV5.06 | -1.0782 | 1.7849 | 5.2357 | 9.0017 | 17.2465 | 26.3733 | -1.0782 | 1.7849 | 5.2357 | 9.0017 | 17.2465 | 26.3733 | -1.0782 | 1.7849 | 5.2357 | 9.0017 | 17.2465 | 26.3733
Option_4 | 0
Option_5 | 0
Option_6 | 0
Option_7 | 0
Option_8 | 0
Option_9 | 0
Option_10 | 0

## Full Opt. Considered
Purpose of CBA: describe the stated aim of the investment decision
To find the optimal balance between Risk, Cost and Service levels. (Compliance is discussed against each option below).
If investment is to replace an existing asset / investment expenditure type, please state the condition of the asset / investment expenditure type
Various assets / investment options considered
List below all options considered to meet the stated aim
Option No. | Included in this CBA? (Y/N) | Corresponding Tab | Option Name | Description | Company View
1 | Y | Baseline | Maintain baseline by doing minimum/nothing | The option to do the minimum is used as the baseline for which all other options are measured against. It does not include any planned capital investment but instead considers the cost of ongoing maintenance activities and emergency intervention on failure on the entire overcrossing portfolio. There are no direct benefits accrued under this option however it does include societal impacts associated with leakage, injury and fatality. | While the baseline option appears to present a cost-effective approach in the short term by focusing solely on ongoing maintenance activities and repairs upon failure, it is not acceptable given the far-reaching ramifications of such an approach. Reacting only when an overcrossing has failed exposes the network to significant risks and potential consequences. These include but are not limited to, the increasing level of failure risk, costly reactive interventions when a significant failure occurs, the issuance of Health and Safety Executive (HSE) improvement notices or prosecution in cases where security measures are found to be inadequate. Resulting gas leaks can have environmental and customer impact (loss of supply). Therefore, for reasons of increasing risk, loss of supply and putting compliance at risk, this option has been rejected.
2 | Y | Option_1 | High-Pressure Focus | This option focuses on the smallest fraction of the overcrossing population. This would involve remediating the poorest overcrossings in the high-pressure tier category only. Currently, there are no condition 5 overcrossings in the high-pressure tier category, however, there is one in the condition 4 categories which, if not remediated, will become condition 5 during RIIO-GD3. This option therefore considers this single overcrossing remediation only. This alternative does not include any provision for overcrossings removals or impact protection necessary to address the heightened risk of flooding events affecting the overcrossings. | This approach could be viewed as short-sighted because the condition of the overcrossings will continue to deteriorate, necessitating work before they reach Condition 5. Additionally, the "reactive" approach would be relevant to intermediate, medium, and low-pressure overcrossings, which represent much of the overall population. Failures related to these overcrossings, while sometimes less compelling in terms of supply loss, still present a significant risk to the environment and public safety. This option also neglects the decommissioned overcrossings within the network that necessitate consistent inspections and maintenance of security protocols to comply with HSE standards. The impact of sever weather events is also unaccounted for. This option has been rejected as it shows a minimal change to our loss of supply risk compared to the baseline position - see A22.k NGN RIIO-GD3 Investment Decision Pack - Overcrossings EJP. It also places HSE compliance at risk. Payback is 24 years which is outside the 16 year guidelines set by Ofgem.
3 | Y | Option_2 | Based on Age | This option explores the possibility of increasing the rate of intervention from that seen in the RIIO-GD2 period. Unlike the previous option, this strategy would encompass overcrossings across all pressure categories, not limiting the focus to high-pressure tiers alone. By shifting the basis of intervention from condition score to age profile and the date of the last intervention, this option aims to proactively manage the asset lifecycle. | A programme of this magnitude would be a major change to our RIIO-GD2 strategy and would nearly triple the intervention volumes and by extension the cost. Apart from the obvious impact, this would have on the funding requirements, it would also bring the challenge of deliverability. In summary, implementing this proactive intervention strategy requires significant investment (estimated at over £22m) and a revamped asset management approach. Although the loss of supply risk would be reduced by approximately 6% during RIIO-GD3 and there would be additional benefits of improved safety, reliability, and a lesser likelihood for emergency interventions, the costs, and logistical hurdles to achieve this are substantial, making this option less acceptable. This is not aligned with our customers' expectations of maintaining a safe and resilient network whilst keeping bills as low as possible and for this reason this option has been rejected. Payback of 22 years is also outside the 16 year guidelines set by Ofgem.
4 | Y | Option_3 | Balanced Programme (Preferred) | This option represents a more balanced approach that lies between Option_1 and Option_2. An optimal strategy would blend aspects from the thorough scope of Option_2 while moderating the frequency and intensity of interventions, ensuring both practicality and cost-efficiency. By choosing a more measured path, we can improve the safety and reliability of overcrossings without overstretching financial and logistical resources. This option looks to expand on Option_1 by extending the application to all pressure tiers. This ensures that the entire population of overcrossings is considered regardless of pressure tier, thus mitigating health and safety risks comprehensively. In contrast to the Option_2 which focuses on age and intervention history, this option prioritises asset health. This method is backed by our comprehensive inspection programme, which routinely assesses asset conditions. | Beyond improving the condition of deteriorating overcrossings, we can also propose several removals in our OPEX plans based on existing data; specifically targeting tier 1 overcrossings and other decommissioned overcrossings that are either in a poor state or continue to face security issues. Throughout RIIO-GD3, it remains crucial to address overcrossings security concerns in alignment with the HSE expectations. The goal of this option is to ensure that every overcrossing is equipped with appropriate security measures. This option also specifically addresses flood risk, which we know is growing. This option provides the best balance of mitigating loss of supply risk from the baseline position whilst minimising additional Capex spend and also allow us to maintain HSE compliance - see A22.k NGN RIIO-GD3 Investment Decision Pack - Overcrossings EJP. Payback of 12 years is within the 16 year guidelines set out by Ofgem.
5 | N | N/A | Deferred Investment | We considered deferral of our preferred option until RIIO-GD4. Within the RIIO-GD3 period this would have a similar impact on risk, service levels and compliance as the baseline option, so for this reason we have not modelled it separately. | As for the baseline option, this option has been rejected for reasons of increasing risk, loss of supply and putting compliance at risk.
6
7
8
9
10
11
12
13
14
15
16
17
18
19
20
21
22
23
24
25
26
27
28
29
30
31
32
33
34
35
36
37
38
39
40
41
42
43
44
45

## Fixed Data
Fixed Data
Parameter | Value | Original Value | Original Value Year | Source |  |  | Comments
2023/24 prices
Common across sectors
Company specific values
WACC | 3.92%
Universal values
Discount Rate <= 30 years | 3.5% | 0.035 | 2023/2024 | HMRC Green Book (see Discount Factors spreadsheet 'Standard Discount Factors' tab |  |  | assumed 2023/2024; not converted using CPIH
Discount Rate > 30 years | 3% | 0.03 | 2023/2024 | HMRC Green Book (see Discount Factors spreadsheet 'Standard Discount Factors' tab |  |  | assumed 2023/2024; not converted using CPIH
Discount rate for safety <= 30 years | 1.5% | 0.015 | 2023/2024 | HMRC Green Book (see Discount Factors spreadsheet 'Standard Discount Factors' tab |  |  | assumed 2023/2024; not converted using CPIH
Discount rate for safety > 30 years | 1.286% | 0.01286 | 2023/2024 | HMRC Green Book (see Discount Factors spreadsheet 'Standard Discount Factors' tab |  |  | assumed 2023/2024; not converted using CPIH
See IDP Guidance para 4.32
See IDP Guidance para 4.32
Cost per Fatality (£m) | 2.2402 | 1.9512 | 2021/2022 | Health and Safety Executive Link (see "COSTS_Tables 21/22" under Costs to Britain; sheet "COST02" in the excel, year 2021/22, central cost of £240M) |  | HSE Work-related fatality figures published (123 deaths in 2021/2022) | value derived based on total costs (first link) and total deaths (second link)
Cost per Non Fatal/ Major injury (£m) | 0.015067 | 0.013124 | 2021/2022 | Health and Safety Executive Link (see "COSTS_Tables 21/22" under Costs to Britain; sheet "COST02" in the excel, year 2021/22, central cost of £7,415M) |  | HSE Workplace injuries summary (see "Table-1" sheet, year 2021/22, 565000 injuries) | value derived based on total costs (first link) and total injuries (second link)
Safety Disproportion Factor | 10 | 10 | 2020/2021 | DNO Common Network Asset Indices Methodology (ofgem.gov.uk)
Methane GWP | 28 | 28 | 2014 | Greenhouse Gas Protocol - Global Warming Potential Values
Methane m3 to tonnes conversion | 0.000656 |  |  | Leakage & Shrinkage Model
Natural gas GWh to m3 conversion | 90909.1 |  |  | Leakage & Shrinkage Model
Natural gas CO2 content - tonnes per GWh | 4.32 |  |  | Leakage & Shrinkage Model
Shrinkage gas replacement cost (p/kwh) | 6.8298 | 6.01 | 2022/23 | 2023 RRPs
Real to nominal prices conversion factor | Source: | Ofgem ED2 PCFM V3 (published 16 October 2023)
PCFM year ending | 2000-03-31 | 2001-03-31 | 2002-03-31 | 2003-03-31 | 2004-03-31 | 2005-03-31 | 2006-03-31 | 2007-03-31 | 2008-03-31 | 2009-03-31 | 2010-03-31 | 2011-03-31 | 2012-03-31 | 2013-03-31 | 2014-03-31 | 2015-03-31 | 2016-03-31 | 2017-03-31 | 2018-03-31 | 2019-03-31 | 2020-03-31 | 2021-03-31 | 2022-03-31 | 2023-03-31 | 2024-03-31 | 2025-03-31 | 2026-03-31
Combined RPI-CPIH real to nominal prices conversion factor (financial year average) | 0.5655 | 0.58238 | 0.59108 | 0.60346 | 0.62031 | 0.6396 | 0.65646 | 0.68096 | 0.70909 | 0.73014 | 0.73348 | 0.76989 | 0.80683 | 0.83176 | 0.85575 | 0.87252 | 0.88193 | 0.90082 | 0.93453 | 0.96309 | 0.98802 | 1 | 1.0447 | 1.1364 | 1.1994 | 1.2271 | 1.246
Year Format | 1999/2000 | 2000/2001 | 2001/2002 | 2002/2003 | 2003/2004 | 2004/2005 | 2005/2006 | 2006/2007 | 2007/2008 | 2008/2009 | 2009/2010 | 2010/2011 | 2011/2012 | 2012/2013 | 2013/2014 | 2014/2015 | 2015/2016 | 2016/2017 | 2017/2018 | 2018/2019 | 2019/2020 | 2020/2021 | 2021/2022 | 2022/2023 | 2023/2024 | 2024/2025 | 2025/2026
CPIH conversion factor from FY to 2023/2024 | 2.121 | 2.0596 | 2.0293 | 1.9876 | 1.9336 | 1.8753 | 1.8271 | 1.7614 | 1.6915 | 1.6428 | 1.6353 | 1.5579 | 1.4866 | 1.4421 | 1.4016 | 1.3747 | 1.36 | 1.3315 | 1.2835 | 1.2454 | 1.214 | 1.1994 | 1.1481 | 1.0555 | 1 | 0.97745 | 0.96265
Environmental factors and price | Source |  | Version / Date | 2020 | 2021 | 2022 | 2023 | 2024 | 2025 | 2026 | 2027 | 2028 | 2029 | 2030 | 2031 | 2032 | 2033 | 2034 | 2035 | 2036 | 2037 | 2038 | 2039 | 2040 | 2041 | 2042 | 2043 | 2044 | 2045 | 2046 | 2047 | 2048 | 2049 | 2050 | 2051 | 2052 | 2053 | 2054 | 2055 | 2056 | 2057 | 2058 | 2059 | 2060 | 2061 | 2062 | 2063 | 2064 | 2065 | 2066 | 2067 | 2068 | 2069 | 2070 | 2071 | 2072 | 2073 | 2074 | 2075 | 2076
gCO2e per kWh (DESNZ and extrapolated) | 2023 Government Greenhouse Gas Conversion Factors for Company Reporting (see table 9, column Total, under "For electricity CONSUMED (including grid losses)", from 2010 to 2021) |  | 2023/2024 | 215.55 | 235.83 | 189.9286 | 172.8607 | 157.3266 | 143.1884 | 130.3208 | 118.6095 | 107.9507 | 98.2497 | 89.4205 | 81.3847 | 74.0711 | 67.4147 | 61.3565 | 55.8427 | 50.8244 | 46.2571 | 42.1002 | 38.3168 | 34.8735 | 31.7396 | 28.8873 | 26.2914 | 23.9287 | 21.7783 | 19.8212 | 18.04 | 16.4188 | 14.9434 | 13.6005 | 12.3783 | 11.2659 | 10.2535 | 9.3321 | 8.4934 | 7.7302 | 7.0355 | 6.4033 | 5.8278 | 5.3041 | 4.8275 | 4.3936 | 3.9988 | 3.6394 | 3.3124 | 3.0147 | 2.7438 | 2.4972 | 2.2728 | 2.0686 | 1.8827 | 1.7135 | 1.5595 | 1.4194 | 1.2918 | 1.1757
Electricity GHG conversion factor (tonnes per MWh) | Calculated from the above gCO2e per KWh |  | 2023/2024 | 0.21555 | 0.23583 | 0.18993 | 0.17286 | 0.15733 | 0.14319 | 0.13032 | 0.11861 | 0.10795 | 0.09825 | 0.089421 | 0.081385 | 0.074071 | 0.067415 | 0.061356 | 0.055843 | 0.050824 | 0.046257 | 0.0421 | 0.038317 | 0.034873 | 0.03174 | 0.028887 | 0.026291 | 0.023929 | 0.021778 | 0.019821 | 0.01804 | 0.016419 | 0.014943 | 0.0136 | 0.012378 | 0.011266 | 0.010253 | 0.0093321 | 0.0084934 | 0.0077302 | 0.0070355 | 0.0064033 | 0.0058278 | 0.0053041 | 0.0048275 | 0.0043936 | 0.0039988 | 0.0036394 | 0.0033124 | 0.0030147 | 0.0027438 | 0.0024972 | 0.0022728 | 0.0020686 | 0.0018827 | 0.0017135 | 0.0015595 | 0.0014194 | 0.0012918 | 0.0011757
Carbon price central base case (£/tCO2e 2022 base year) | Green Book supplementary guidance: valuation of energy use and greenhouse gas emissions for appraisal (data tables 1-19, see table 3, central values); note that 2051-2100 is based on linear extrapolation |  | 2022/2023 | 253 | 257 | 261 | 265 | 269 | 273 | 277 | 281 | 286 | 290 | 294 | 299 | 304 | 308 | 313 | 318 | 322 | 327 | 332 | 337 | 343 | 348 | 353 | 358 | 364 | 369 | 375 | 380 | 386 | 392 | 398 | 403.7714 | 409.5959 | 415.5186 | 421.4087 | 427.2779 | 433.1414 | 439.0211 | 444.9029 | 450.7778 | 456.6521 | 462.5281 | 468.4053 | 474.2816 | 480.1574 | 486.0335 | 491.9098 | 497.7861 | 503.6622 | 509.5384 | 515.4146 | 521.2908 | 527.167 | 533.0432 | 538.9194 | 544.7956 | 550.6717
Carbon price central base case (£/tCO2e, 2023/2024 prices) | Converted from the above value |  | 2023/2024 | 267.0337 | 271.2555 | 275.4774 | 279.6993 | 283.9212 | 288.143 | 292.3649 | 296.5868 | 301.8641 | 306.086 | 310.3079 | 315.5852 | 320.8626 | 325.0845 | 330.3618 | 335.6391 | 339.861 | 345.1384 | 350.4157 | 355.6931 | 362.0259 | 367.3032 | 372.5806 | 377.8579 | 384.1907 | 389.4681 | 395.8009 | 401.0782 | 407.411 | 413.7439 | 420.0767 | 426.1682 | 432.3158 | 438.567 | 444.7838 | 450.9786 | 457.1674 | 463.3731 | 469.5812 | 475.782 | 481.9821 | 488.1841 | 494.3873 | 500.5896 | 506.7913 | 512.9933 | 519.1956 | 525.3978 | 531.5999 | 537.802 | 544.0041 | 550.2063 | 556.4084 | 562.6106 | 568.8127 | 575.0148 | 581.217
Carbon price low case (£/tCO2e, 2023 base year) | Green Book supplementary guidance: valuation of energy use and greenhouse gas emissions for appraisal (data tables 1-19, see table 3, low values); note that 2051-2100 is based on linear extrapolation |  | 2022/2023 | 126.595 | 128.5229 | 130.4801 | 132.4671 | 134.4844 | 136.5324 | 138.6115 | 140.7224 | 142.8653 | 145.041 | 147.2497 | 149.4921 | 151.7686 | 154.0798 | 156.4262 | 158.8083 | 161.2267 | 163.682 | 166.1746 | 168.7052 | 171.2743 | 173.8434 | 176.451 | 179.0978 | 181.7843 | 184.511 | 187.2787 | 190.0879 | 192.9392 | 195.8333 | 198.7708 | 201.6226 | 204.4987 | 207.3856 | 210.2736 | 213.1571 | 216.0362 | 218.92 | 221.804 | 224.6872 | 227.5699 | 230.4527 | 233.336 | 236.2192 | 239.1022 | 241.9852 | 244.8683 | 247.7514 | 250.6344 | 253.5175 | 256.4005 | 259.2836 | 262.1667 | 265.0497 | 267.9328 | 270.8159 | 273.6989
Carbon price low case (£/tCO2e, 2023/24 prices) | Converted from the above value |  | 2023/2024 | 133.6172 | 135.6519 | 137.7177 | 139.8149 | 141.9441 | 144.1057 | 146.3002 | 148.5281 | 150.7899 | 153.0862 | 155.4175 | 157.7843 | 160.1871 | 162.6265 | 165.103 | 167.6173 | 170.1698 | 172.7612 | 175.3921 | 178.0631 | 180.7747 | 183.4863 | 186.2386 | 189.0322 | 191.8677 | 194.7457 | 197.6669 | 200.6319 | 203.6413 | 206.696 | 209.7964 | 212.8064 | 215.842 | 218.889 | 221.9372 | 224.9807 | 228.0195 | 231.0633 | 234.1073 | 237.1504 | 240.1929 | 243.2357 | 246.279 | 249.322 | 252.3649 | 255.4079 | 258.4509 | 261.4939 | 264.5369 | 267.5798 | 270.6228 | 273.6658 | 276.7088 | 279.7518 | 282.7948 | 285.8378 | 288.8807
Carbon price high case (£/tCO2e, 2023 base year) | Green Book supplementary guidance: valuation of energy use and greenhouse gas emissions for appraisal (data tables 1-19, see table 3, high values); note that 2051-2100 is based on linear extrapolation |  | 2022/2023 | 379.7851 | 385.5687 | 391.4403 | 397.4013 | 403.4531 | 409.5971 | 415.8346 | 422.1671 | 428.596 | 435.1229 | 441.7491 | 448.4762 | 455.3058 | 462.2394 | 469.2786 | 476.425 | 483.6802 | 491.0459 | 498.5237 | 506.1155 | 513.8228 | 521.5301 | 529.3531 | 537.2934 | 545.3528 | 553.5331 | 561.8361 | 570.2636 | 578.8176 | 587.4998 | 596.3123 | 604.8678 | 613.496 | 622.1567 | 630.8207 | 639.4712 | 648.1087 | 656.76 | 665.4121 | 674.0616 | 682.7096 | 691.3582 | 700.0081 | 708.6575 | 717.3065 | 725.9556 | 734.6048 | 743.2541 | 751.9032 | 760.5524 | 769.2016 | 777.8508 | 786.5 | 795.1492 | 803.7984 | 812.4476 | 821.0968
Carbon price high case (£/tCO2e, 2023/24 prices) | Converted from the above value |  | 2023/2024 | 400.8515 | 406.9558 | 413.1531 | 419.4448 | 425.8322 | 432.317 | 438.9005 | 445.5843 | 452.3698 | 459.2587 | 466.2525 | 473.3528 | 480.5612 | 487.8794 | 495.309 | 502.8518 | 510.5094 | 518.2837 | 526.1763 | 534.1892 | 542.324 | 550.4589 | 558.7158 | 567.0965 | 575.603 | 584.237 | 593.0006 | 601.8956 | 610.924 | 620.0879 | 629.3892 | 638.4192 | 647.526 | 656.6671 | 665.8117 | 674.942 | 684.0587 | 693.1898 | 702.3219 | 711.4512 | 720.5788 | 729.7072 | 738.8369 | 747.966 | 757.0948 | 766.2236 | 775.3526 | 784.4817 | 793.6106 | 802.7395 | 811.8685 | 820.9974 | 830.1264 | 839.2553 | 848.3843 | 857.5133 | 866.6422
% methane in natural gas | Leakage model |  |  | 81.97% | 81.97% | 81.97% | 81.97% | 81.97% | 81.97% | 81.97% | 81.97% | 81.97% | 81.97% | 81.97% | 81.97% | 81.97% | 81.97% | 81.97% | 81.97% | 81.97% | 81.97% | 81.97% | 81.97% | 81.97% | 81.97% | 81.97% | 81.97% | 81.97% | 81.97% | 81.97% | 81.97% | 81.97% | 81.97% | 81.97% | 81.97% | 81.97% | 81.97% | 81.97% | 81.97% | 81.97% | 81.97% | 81.97% | 81.97% | 81.97% | 81.97% | 81.97% | 81.97% | 81.97% | 81.97% | 81.97% | 81.97% | 81.97% | 81.97% | 81.97% | 81.97% | 81.97% | 81.97% | 81.97% | 81.97% | 81.97%
Depreciation Acceleration Factors
Price Control | RIIO3 |  |  | 1.8753 2022: RIIO4; 1.6353 2027: RIIO5; 1.3747 2032: RIIO6; 1.214 2037: Post-RIIO6
Year | 2027 | 2028 | 2029 | 2030 | 2031 | 2032 | 2033 | 2034 | 2035 | 2036 | 2037 | 2038 | 2039 | 2040 | 2041 | 2042 | 2043 | 2044 | 2045 | 2046 | 2047 | 2048 | 2049 | 2050 | 2051 | 2052 | 2053 | 2054 | 2055 | 2056 | 2057 | 2058 | 2059 | 2060 | 2061 | 2062 | 2063 | 2064 | 2065 | 2066 | 2067 | 2068 | 2069 | 2070 | 2071 | 2072 | 2073 | 2074 | 2075 | 2076
Acceleration Factor | 100% | 100% | 100% | 100% | 100% | 100% | 100% | 100% | 100% | 100% | 100% | 100% | 100% | 100% | 100% | 100% | 100% | 100% | 100% | 100% | 100% | 100% | 100% | 100% | 100% | 100% | 100% | 100% | 100% | 100% | 100% | 100% | 100% | 100% | 100% | 100% | 100% | 100% | 100% | 100% | 100% | 100% | 100% | 100% | 100% | 100% | 100% | 100% | 100% | 100%
Asset class |  | Intervention |  | 1.9876 2020: Cost Type
Mains - Iron mains - Tier 1 |  | Replacement |  | 1.9876 2020: Environmental
Mains - Iron mains - Tier 2B |  | Replacement (expanded capacity) |  | 1.9876 2020: Safety
Mains - Iron mains - Tier 3 |  | Refurbishment - full |  | 1.9876 2020: Financial
Mains - Steel mains - <=2" |  | Refurbishment - partial |  | 1.9876 2020: Private
Mains - Steel mains - 4"-8" |  | Decommissioned
Mains - Steel mains - 9"- <18" |  | Mothballed
Mains - Steel mains - 18"+ |  | Build new
Mains - PE mains
Mains - Other |  | Opex type
Services |  | Maintenance & repair
Risers |  | Other opex
LTS pipelines - piggable
LTS pipelines - non piggable
Governors - District
Governors - I&C
Governors - Service
Offtakes & PRS - Odorant & metering - Offtake Metering System
Offtakes & PRS - Odorant & metering - Offtake Odorisation System
Offtakes & PRS - Pre-heating - Offtake Pre-heating
Offtakes & PRS - Pre-heating - PRS Pre-heating
Offtakes & PRS - Filters and Pressure Control - Offtake filters
Offtakes & PRS - Filters and Pressure Control - Slam Shut & Regulators
Offtakes & PRS - Filters and Pressure Control - PRS Filters
Offtakes & PRS - Filters and Pressure Control - PRS Slam Shut & Regulators

## Risk Register
Please fill in the below Risk Register for the selected option only.
Risk Description | Impact | Likelihood | Mitigation/Controls | Comments
Risk to delivery of workload and outputs within RIIO-GD3. | Low | <=20% | Experience has shown that delivery of projects of this type requires close monitoring. There are robust controls in places to ensure delivery is tracked through period. Our Workforce and Supply Chain Resilience Strategy discusses the likely resourcing challenges we will face during RIIO-GD3 and our plans on how to address them. | NGN have a proven track record of delivering in this area and the preferred strategy is a continuation of the sucessful approach in RIIO-GD2. We have experienced project managers who have a proven track record of delivering this type of work. We have consistently engaged on our preferred strategy with our SMEs and operational colleagues to ensure that our strategy is both viable and deliverable.
Cost variability - External Project management, untimely delivery by contractors and 3rd party delays could all impact on costs. However, framework partners who deliver the Capex workload are rigorously challenged to deliver value for money and alternative partners are continually being used were cost or delivery is a challenge. | Low | <=20% | We have a robust methodology for developing Capex unit cost rates which include an allowance for uncertainty. | Subject matter experts have been continually engaged on unit costs to ensure these are accurate. We will continue to monitor delivery against RIIO-GD3 unit costs.
Modelled risk of number of interventions required over RIIO-GD3. | Low | <=20% | We used a network methodology based on known asset failure and deterioration rates. | Over the past 6 years, we have surveyed all overcrossings, updating data to reflect ongoing deterioration in line with maintenance schedules.

## Baseline
Summary | [7 empty] | Text Descriptions
[8 empty] | Option Description - this should allow us to quickly recognise the option being assessed (based on descriptions in the EJP and other documents) and distinguish it both from other investment areas and from other options. If appropriate, please provide sitemaps, photos or any other documents that will help with this identification (likely to be relevant for major projects rather than asset classes) | [6 empty] | Stakeholder Support Summary - please provide a synopsis which details the feedback from stakeholder group(s)
Option Name | Maintain baseline by doing minimum/nothing |  |  | Date Undertaken: | 2024-12-06
Scheme Reference ID | A22.k.NGN | [6 empty] | The option to do the minimum is used as the baseline for which all other options are measured against. It does not include any planned capital investment but instead considers the cost of ongoing maintenance activities and emergency intervention on failure on the entire overcrossing portfolio. There are no direct benefits accrued under this option however it does include societal impacts associated with leakage, injury and fatality. | [6 empty] | The different priorities between national, local and customer stakeholders highlights tensions between short- and long-term goals and the dynamics NGN must manage throughout RIIO-GD3. Customers (especially older, low income, and digitally excluded customers) value energy affordability above all other priorities. Conversely, future customers prioritise helping the region to meet climate change targets (and not leaving anyone behind). Local stakeholders generally share this long-term view; Furthermore, national groups say they will judge our performance by how resilient the business is. As customers are satisfied with the performance and availability of our services, they prefer us to maintain service levels at levels similar to today and asked for us to reduce future risk with targeted investments to enhance removal, reduction, resistance and recovery strategies. (This is not delivered under this option and compliance is at risk) To balance stakeholders' priorities, we will maintain our position as the most efficient gas distribution operator, while investing in delivering continuous performance improvement. We will achieve this through targeted investment in low-regret innovation, enhanced stakeholder engagement, whole systems collaboration, data and digitalisation.
Expenditure Type | Capex |  |  | Authorised By: | Dean Pearson
Preferred Option (Y/N) | N
Spend Area (Please include relevant RRP/BPDT Table Reference) | CV5.06
First year of expenditure outflow | 2027
Payback position at year | Central CO2 Cost - PV of costs & benefits (£m) | Central CO2 Cost - NPV relative to baseline (£m) | Low CO2 cost - PV of costs & benefits (£m) | Low CO2 cost - NPV relative to baseline (£m) | High CO2 cost - PV of costs & benefits (£m) | High CO2 cost - NPV relative to baseline (£m)
2035 | -76.7053 | 0 | -76.7053 | 0 | -76.7053 | 0
2040 | -112.3471 | 0 | -112.3471 | 0 | -112.3471 | 0
2045 | -143.9688 | 0 | -143.9688 | 0 | -143.9688 | 0
2050 | -171.9838 | 0 | -171.9838 | 0 | -171.9838 | 0
2060 | -219.4365 | 0 | -219.4365 | 0 | -219.4365 | 0
2070 | -259.1714 | 0 | -259.1714 | 0 | -259.1714 | 0
Capitalisation rate | 33.7% | [6 empty] | Engineering Justification Summary - please provide a synopsis & share the document which articulates the full detailed explanation | [6 empty] | Company View - please provide a synopsis which details your view of how beneficial this option is.
[8 empty] | Our Overcrossings represent vulnerable sections of above-ground pipelines, subjected to increased deterioration and risk of third-party damage through accidental or negligent impact. This Engineering Justification Paper and accompanying CBA outlines our strategic proposal for investment in Overcrossings during the RIIO-GD3 period. The primary drivers for this investment proposal are the need to address asset health concerns, ensure the security of these exposed sections of pipeline and increase the resilience of these assets against climate change risks such as flooding. Key points addressed include the identification of Overcrossings as vulnerable pipeline sections prone to accelerated deterioration and third-party damage. Our proposed solution involves an intervention programme like those initiated in RIIO-GD1 and RIIO-GD2, aimed at mitigating risks associated with these assets, which include loss of supply, health and safety and environmental risks. We propose to continue targeting the worst-condition assets for upgrades (those of condition rating 4 & 5), whilst applying a deterioration rate witnessed during RIIO-GD2. This proactive strategy seeks to reduce the risks related to Overcrossings, maintaining the integrity and reliability of our pipeline network, while also reaffirming our dedication to following the HSE guidelines. Our recommended approach also involves an OPEX investment to remove decommissioned overcrossings that are in poor condition, aiming to boost efficiency and eliminate the inherent risks associated with these assets, such as the risk of collapse and ensuing physical or environmental damage, from the network. | [6 empty] | While the baseline option appears to present a cost-effective approach in the short term by focusing solely on ongoing maintenance activities and repairs upon failure, it is not acceptable given the far-reaching ramifications of such an approach. Reacting only when an overcrossing has failed exposes the network to significant risks and potential consequences. These include but are not limited to, the increasing level of failure risk, costly reactive interventions when a significant failure occurs, the issuance of Health and Safety Executive (HSE) improvement notices or prosecution in cases where security measures are found to be inadequate. Resulting gas leaks can have environmental and customer impact (loss of supply). Therefore, for reasons of increasing risk, loss of supply and putting compliance at risk, this option has been rejected.
Expenditure Profile - Summary
| 2027 | 2028 | 2029 | 2030 | 2031 | Post RIIO3
| (£m) | (£m) | (£m) | (£m) | (£m) | (£m)
Capitalised costs | 0 | 0 | 0 | 0 | 0 | 0
Non-capitalised costs | -0.08584 | -0.306 | -0.089308 | 0 | -0.092916 | -8.265
| Asset Class | Unit | Comments
Output | Overcrossings Condition - remediation | 0 | Ongoing maintenance
| Overcrossings Security | 0 | Ongoing maintenance
| Overcrossings Flood Risk | 0 | Ongoing maintenance
Financial Costs
Inputs
|  |  |  | RIIO3 |  |  |  |  | RIIO4 |  |  |  |  | RIIO5 |  |  |  |  | RIIO6 |  |  |  |  | RIIO7 |  |  |  |  | RIIO8 |  |  |  |  | RIIO9 |  |  |  |  | RIIO10 |  |  |  |  | RIIO11 |  |  |  |  | RIIO12
|  |  |  | 1 | 2 | 3 | 4 | 5 | 6 | 7 | 8 | 9 | 10 | 11 | 12 | 13 | 14 | 15 | 16 | 17 | 18 | 19 | 20 | 21 | 22 | 23 | 24 | 25 | 26 | 27 | 28 | 29 | 30 | 31 | 32 | 33 | 34 | 35 | 36 | 37 | 38 | 39 | 40 | 41 | 42 | 43 | 44 | 45 | 46 | 47 | 48 | 49 | 50
| Asset Class | Intervention type |  | 2027 | 2028 | 2029 | 2030 | 2031 | 2032 | 2033 | 2034 | 2035 | 2036 | 2037 | 2038 | 2039 | 2040 | 2041 | 2042 | 2043 | 2044 | 2045 | 2046 | 2047 | 2048 | 2049 | 2050 | 2051 | 2052 | 2053 | 2054 | 2055 | 2056 | 2057 | 2058 | 2059 | 2060 | 2061 | 2062 | 2063 | 2064 | 2065 | 2066 | 2067 | 2068 | 2069 | 2070 | 2071 | 2072 | 2073 | 2074 | 2075 | 2076
Capex/Repex |  |  | £m
£m
£m
£m
£m
£m
£m
£m
£m
£m
| Total Capex | (1) | £m | 0 | 0 | 0 | 0 | 0 | 0 | 0 | 0 | 0 | 0 | 0 | 0 | 0 | 0 | 0 | 0 | 0 | 0 | 0 | 0 | 0 | 0 | 0 | 0 | 0 | 0 | 0 | 0 | 0 | 0 | 0 | 0 | 0 | 0 | 0 | 0 | 0 | 0 | 0 | 0 | 0 | 0 | 0 | 0 | 0 | 0 | 0 | 0 | 0 | 0
Associated direct opex | Maintenance & repair |  | £m | -0.08584 | 0 | -0.089308 | 0 | -0.092916 | 0 | -0.09667 | 0 | -0.10058 | 0 | -0.10464 | 0 | -0.10887 | 0 | -0.11326 | 0 | -0.11784 | 0 | -0.1226 | 0 | -0.12755 | 0 | -0.13271 | 0 | -0.13807 | 0 | -0.14365 | 0 | -0.14945 | 0 | -0.15549 | 0 | -0.16177 | 0 | -0.1683 | 0 | -0.1751 | 0 | -0.18218 | 0 | -0.18954 | 0 | -0.1972 | 0 | -0.20516 | 0 | -0.21345 | 0 | -0.22207 | 0
| Maintenance & repair |  | £m | 0 | -0.306 | 0 | 0 | 0 | 0 | -0.34123 | 0 | 0 | 0 | 0 | -0.38051 | 0 | 0 | 0 | 0 | -0.42431 | 0 | 0 | 0 | 0 | -0.47316 | 0 | 0 | 0 | 0 | -0.52763 | 0 | 0 | 0 | 0 | -0.58838 | 0 | 0 | 0 | 0 | -0.65611 | 0 | 0 | 0 | 0 | -0.73164 | 0 | 0 | 0 | 0 | -0.81587 | 0 | 0 | 0
£m
£m
£m
| Total Opex |  | £m | -0.08584 | -0.306 | -0.089308 | 0 | -0.092916 | 0 | -0.4379 | 0 | -0.10058 | 0 | -0.10464 | -0.38051 | -0.10887 | 0 | -0.11326 | 0 | -0.54215 | 0 | -0.1226 | 0 | -0.12755 | -0.47316 | -0.13271 | 0 | -0.13807 | 0 | -0.67128 | 0 | -0.14945 | 0 | -0.15549 | -0.58838 | -0.16177 | 0 | -0.1683 | 0 | -0.83121 | 0 | -0.18218 | 0 | -0.18954 | -0.73164 | -0.1972 | 0 | -0.20516 | 0 | -1.0293 | 0 | -0.22207 | 0
Pass through costs | Leakage |  | £m | 0 | 0 | 0 | 0 | 0 | 0 | 0 | 0 | 0 | 0 | 0 | 0 | 0 | 0 | 0 | 0 | 0 | 0 | 0 | 0 | 0 | 0 | 0 | 0 | 0 | 0 | 0 | 0 | 0 | 0 | 0 | 0 | 0 | 0 | 0 | 0 | 0 | 0 | 0 | 0 | 0 | 0 | 0 | 0 | 0 | 0 | 0 | 0 | 0 | 0
£m
| Total Pass Through Costs |  | £m | 0 | 0 | 0 | 0 | 0 | 0 | 0 | 0 | 0 | 0 | 0 | 0 | 0 | 0 | 0 | 0 | 0 | 0 | 0 | 0 | 0 | 0 | 0 | 0 | 0 | 0 | 0 | 0 | 0 | 0 | 0 | 0 | 0 | 0 | 0 | 0 | 0 | 0 | 0 | 0 | 0 | 0 | 0 | 0 | 0 | 0 | 0 | 0 | 0 | 0
Annual cost calculations |  |  |  | 2027 | 2028 | 2029 | 2030 | 2031 | 2032 | 2033 | 2034 | 2035 | 2036 | 2037 | 2038 | 2039 | 2040 | 2041 | 2042 | 2043 | 2044 | 2045 | 2046 | 2047 | 2048 | 2049 | 2050 | 2051 | 2052 | 2053 | 2054 | 2055 | 2056 | 2057 | 2058 | 2059 | 2060 | 2061 | 2062 | 2063 | 2064 | 2065 | 2066 | 2067 | 2068 | 2069 | 2070 | 2071 | 2072 | 2073 | 2074 | 2075 | 2076
| Capitalisation rates | (2) | % | 33.7% | 33.7% | 33.7% | 33.7% | 33.7% | 33.7% | 33.7% | 33.7% | 33.7% | 33.7% | 33.7% | 33.7% | 33.7% | 33.7% | 33.7% | 33.7% | 33.7% | 33.7% | 33.7% | 33.7% | 33.7% | 33.7% | 33.7% | 0% | 0% | 0% | 0% | 0% | 0% | 0% | 0% | 0% | 0% | 0% | 0% | 0% | 0% | 0% | 0% | 0% | 0% | 0% | 0% | 0% | 0% | 0% | 0% | 0% | 0% | 0%
| Capitalised investment | (3)=(1)x(2) | £m | 0 | 0 | 0 | 0 | 0 | 0 | 0 | 0 | 0 | 0 | 0 | 0 | 0 | 0 | 0 | 0 | 0 | 0 | 0 | 0 | 0 | 0 | 0 | 0 | 0 | 0 | 0 | 0 | 0 | 0 | 0 | 0 | 0 | 0 | 0 | 0 | 0 | 0 | 0 | 0 | 0 | 0 | 0 | 0 | 0 | 0 | 0 | 0 | 0 | 0
| Investment to be expensed | (4)=(1)-(3) | £m | 0 | 0 | 0 | 0 | 0 | 0 | 0 | 0 | 0 | 0 | 0 | 0 | 0 | 0 | 0 | 0 | 0 | 0 | 0 | 0 | 0 | 0 | 0 | 0 | 0 | 0 | 0 | 0 | 0 | 0 | 0 | 0 | 0 | 0 | 0 | 0 | 0 | 0 | 0 | 0 | 0 | 0 | 0 | 0 | 0 | 0 | 0 | 0 | 0 | 0
| 2027 Depreciation | (5)2027=(3)2027*Dep_ratet | £m |  | 0 | 0 | 0 | 0 | 0 | 0 | 0 | 0 | 0 | 0 | 0 | 0 | 0 | 0 | 0 | 0 | 0 | 0 | 0 | 0 | 0 | 0 | 0 | 0 | 0 | 0 | 0 | 0 | 0 | 0 | 0 | 0 | 0 | 0 | 0 | 0 | 0 | 0 | 0 | 0 | 0 | 0 | 0 | 0 | 0 | 0 | 0 | 0 | 0
| 2028 Depreciation | (5)2028=(3)2028*Dep_ratet | £m |  |  | 0 | 0 | 0 | 0 | 0 | 0 | 0 | 0 | 0 | 0 | 0 | 0 | 0 | 0 | 0 | 0 | 0 | 0 | 0 | 0 | 0 | 0 | 0 | 0 | 0 | 0 | 0 | 0 | 0 | 0 | 0 | 0 | 0 | 0 | 0 | 0 | 0 | 0 | 0 | 0 | 0 | 0 | 0 | 0 | 0 | 0 | 0 | 0
| 2029 Depreciation | (5)2029=(3)2029*Dep_ratet | £m |  |  |  | 0 | 0 | 0 | 0 | 0 | 0 | 0 | 0 | 0 | 0 | 0 | 0 | 0 | 0 | 0 | 0 | 0 | 0 | 0 | 0 | 0 | 0 | 0 | 0 | 0 | 0 | 0 | 0 | 0 | 0 | 0 | 0 | 0 | 0 | 0 | 0 | 0 | 0 | 0 | 0 | 0 | 0 | 0 | 0 | 0 | 0 | 0
| 2030 Depreciation | (5)2030=(3)2030*Dep_ratet | £m |  |  |  |  | 0 | 0 | 0 | 0 | 0 | 0 | 0 | 0 | 0 | 0 | 0 | 0 | 0 | 0 | 0 | 0 | 0 | 0 | 0 | 0 | 0 | 0 | 0 | 0 | 0 | 0 | 0 | 0 | 0 | 0 | 0 | 0 | 0 | 0 | 0 | 0 | 0 | 0 | 0 | 0 | 0 | 0 | 0 | 0 | 0 | 0
| 2031 Depreciation | (5)2031=(3)2031*Dep_ratet | £m | [5 empty] | 0 | 0 | 0 | 0 | 0 | 0 | 0 | 0 | 0 | 0 | 0 | 0 | 0 | 0 | 0 | 0 | 0 | 0 | 0 | 0 | 0 | 0 | 0 | 0 | 0 | 0 | 0 | 0 | 0 | 0 | 0 | 0 | 0 | 0 | 0 | 0 | 0 | 0 | 0 | 0 | 0 | 0 | 0 | 0 | 0
| 2032 Depreciation | (5)2032=(3)2032*Dep_ratet | £m | [6 empty] | 0 | 0 | 0 | 0 | 0 | 0 | 0 | 0 | 0 | 0 | 0 | 0 | 0 | 0 | 0 | 0 | 0 | 0 | 0 | 0 | 0 | 0 | 0 | 0 | 0 | 0 | 0 | 0 | 0 | 0 | 0 | 0 | 0 | 0 | 0 | 0 | 0 | 0 | 0 | 0 | 0 | 0 | 0 | 0
| 2033 Depreciation | (5)2033=(3)2033*Dep_ratet | £m | [7 empty] | 0 | 0 | 0 | 0 | 0 | 0 | 0 | 0 | 0 | 0 | 0 | 0 | 0 | 0 | 0 | 0 | 0 | 0 | 0 | 0 | 0 | 0 | 0 | 0 | 0 | 0 | 0 | 0 | 0 | 0 | 0 | 0 | 0 | 0 | 0 | 0 | 0 | 0 | 0 | 0 | 0 | 0 | 0
| 2034 Depreciation | (5)2034=(3)2034*Dep_ratet | £m | [8 empty] | 0 | 0 | 0 | 0 | 0 | 0 | 0 | 0 | 0 | 0 | 0 | 0 | 0 | 0 | 0 | 0 | 0 | 0 | 0 | 0 | 0 | 0 | 0 | 0 | 0 | 0 | 0 | 0 | 0 | 0 | 0 | 0 | 0 | 0 | 0 | 0 | 0 | 0 | 0 | 0 | 0 | 0
| 2035 Depreciation | (5)2035=(3)2035*Dep_ratet | £m | [9 empty] | 0 | 0 | 0 | 0 | 0 | 0 | 0 | 0 | 0 | 0 | 0 | 0 | 0 | 0 | 0 | 0 | 0 | 0 | 0 | 0 | 0 | 0 | 0 | 0 | 0 | 0 | 0 | 0 | 0 | 0 | 0 | 0 | 0 | 0 | 0 | 0 | 0 | 0 | 0 | 0 | 0
| 2036 Depreciation | (5)2036=(3)2036*Dep_ratet | £m | [10 empty] | 0 | 0 | 0 | 0 | 0 | 0 | 0 | 0 | 0 | 0 | 0 | 0 | 0 | 0 | 0 | 0 | 0 | 0 | 0 | 0 | 0 | 0 | 0 | 0 | 0 | 0 | 0 | 0 | 0 | 0 | 0 | 0 | 0 | 0 | 0 | 0 | 0 | 0 | 0 | 0
| 2037 Depreciation | (5)2037=(3)2037*Dep_ratet | £m | [11 empty] | 0 | 0 | 0 | 0 | 0 | 0 | 0 | 0 | 0 | 0 | 0 | 0 | 0 | 0 | 0 | 0 | 0 | 0 | 0 | 0 | 0 | 0 | 0 | 0 | 0 | 0 | 0 | 0 | 0 | 0 | 0 | 0 | 0 | 0 | 0 | 0 | 0 | 0 | 0
| 2038 Depreciation | (5)2038=(3)2038*Dep_ratet | £m | [12 empty] | 0 | 0 | 0 | 0 | 0 | 0 | 0 | 0 | 0 | 0 | 0 | 0 | 0 | 0 | 0 | 0 | 0 | 0 | 0 | 0 | 0 | 0 | 0 | 0 | 0 | 0 | 0 | 0 | 0 | 0 | 0 | 0 | 0 | 0 | 0 | 0 | 0 | 0
| 2039 Depreciation | (5)2039=(3)2039*Dep_ratet | £m | [13 empty] | 0 | 0 | 0 | 0 | 0 | 0 | 0 | 0 | 0 | 0 | 0 | 0 | 0 | 0 | 0 | 0 | 0 | 0 | 0 | 0 | 0 | 0 | 0 | 0 | 0 | 0 | 0 | 0 | 0 | 0 | 0 | 0 | 0 | 0 | 0 | 0 | 0
| 2040 Depreciation | (5)2040=(3)2040*Dep_ratet | £m | [14 empty] | 0 | 0 | 0 | 0 | 0 | 0 | 0 | 0 | 0 | 0 | 0 | 0 | 0 | 0 | 0 | 0 | 0 | 0 | 0 | 0 | 0 | 0 | 0 | 0 | 0 | 0 | 0 | 0 | 0 | 0 | 0 | 0 | 0 | 0 | 0 | 0
| 2041 Depreciation | (5)2041=(3)2041*Dep_ratet | £m | [15 empty] | 0 | 0 | 0 | 0 | 0 | 0 | 0 | 0 | 0 | 0 | 0 | 0 | 0 | 0 | 0 | 0 | 0 | 0 | 0 | 0 | 0 | 0 | 0 | 0 | 0 | 0 | 0 | 0 | 0 | 0 | 0 | 0 | 0 | 0 | 0
| 2042 Depreciation | (5)2042=(3)2042*Dep_ratet | £m | [16 empty] | 0 | 0 | 0 | 0 | 0 | 0 | 0 | 0 | 0 | 0 | 0 | 0 | 0 | 0 | 0 | 0 | 0 | 0 | 0 | 0 | 0 | 0 | 0 | 0 | 0 | 0 | 0 | 0 | 0 | 0 | 0 | 0 | 0 | 0
| 2043 Depreciation | (5)2043=(3)2043*Dep_ratet | £m | [17 empty] | 0 | 0 | 0 | 0 | 0 | 0 | 0 | 0 | 0 | 0 | 0 | 0 | 0 | 0 | 0 | 0 | 0 | 0 | 0 | 0 | 0 | 0 | 0 | 0 | 0 | 0 | 0 | 0 | 0 | 0 | 0 | 0 | 0
| 2044 Depreciation | (5)2044=(3)2044*Dep_ratet | £m | [18 empty] | 0 | 0 | 0 | 0 | 0 | 0 | 0 | 0 | 0 | 0 | 0 | 0 | 0 | 0 | 0 | 0 | 0 | 0 | 0 | 0 | 0 | 0 | 0 | 0 | 0 | 0 | 0 | 0 | 0 | 0 | 0 | 0
| 2045 Depreciation | (5)2045=(3)2045*Dep_ratet | £m | [19 empty] | 0 | 0 | 0 | 0 | 0 | 0 | 0 | 0 | 0 | 0 | 0 | 0 | 0 | 0 | 0 | 0 | 0 | 0 | 0 | 0 | 0 | 0 | 0 | 0 | 0 | 0 | 0 | 0 | 0 | 0 | 0
| 2046 Depreciation | (5)2046=(3)2046*Dep_ratet | £m | [20 empty] | 0 | 0 | 0 | 0 | 0 | 0 | 0 | 0 | 0 | 0 | 0 | 0 | 0 | 0 | 0 | 0 | 0 | 0 | 0 | 0 | 0 | 0 | 0 | 0 | 0 | 0 | 0 | 0 | 0 | 0
| 2047 Depreciation | (5)2047=(3)2047*Dep_ratet | £m | 2048: 0; 2049: 0; 2050: 0; 2051: 0; 2052: 0; 2053: 0; 2054: 0; 2055: 0; 2056: 0; 2057: 0; 2058: 0; 2059: 0; 2060: 0; 2061: 0; 2062: 0; 2063: 0; 2064: 0; 2065: 0; 2066: 0; 2067: 0; 2068: 0; 2069: 0; 2070: 0; 2071: 0; 2072: 0; 2073: 0; 2074: 0; 2075: 0; 2076: 0
| 2048 Depreciation | (5)2048=(3)2048*Dep_ratet | £m | 2049: 0; 2050: 0; 2051: 0; 2052: 0; 2053: 0; 2054: 0; 2055: 0; 2056: 0; 2057: 0; 2058: 0; 2059: 0; 2060: 0; 2061: 0; 2062: 0; 2063: 0; 2064: 0; 2065: 0; 2066: 0; 2067: 0; 2068: 0; 2069: 0; 2070: 0; 2071: 0; 2072: 0; 2073: 0; 2074: 0; 2075: 0; 2076: 0
| 2049 Depreciation | (5)2049=(3)2049*Dep_ratet | £m | 2050: 0; 2051: 0; 2052: 0; 2053: 0; 2054: 0; 2055: 0; 2056: 0; 2057: 0; 2058: 0; 2059: 0; 2060: 0; 2061: 0; 2062: 0; 2063: 0; 2064: 0; 2065: 0; 2066: 0; 2067: 0; 2068: 0; 2069: 0; 2070: 0; 2071: 0; 2072: 0; 2073: 0; 2074: 0; 2075: 0; 2076: 0
| 2050 Depreciation | (5)2050=(3)2050*Dep_ratet | £m
| Depreciation | (5)=∑(5)t | £m | 0 | 0 | 0 | 0 | 0 | 0 | 0 | 0 | 0 | 0 | 0 | 0 | 0 | 0 | 0 | 0 | 0 | 0 | 0 | 0 | 0 | 0 | 0 | 0 | 0 | 0 | 0 | 0 | 0 | 0 | 0 | 0 | 0 | 0 | 0 | 0 | 0 | 0 | 0 | 0 | 0 | 0 | 0 | 0 | 0 | 0 | 0 | 0 | 0 | 0
| Opening RAV balance | (6op)t=(6cl)t-1 | £m | 0 | 0 | 0 | 0 | 0 | 0 | 0 | 0 | 0 | 0 | 0 | 0 | 0 | 0 | 0 | 0 | 0 | 0 | 0 | 0 | 0 | 0 | 0 | 0 | 0 | 0 | 0 | 0 | 0 | 0 | 0 | 0 | 0 | 0 | 0 | 0 | 0 | 0 | 0 | 0 | 0 | 0 | 0 | 0 | 0 | 0 | 0 | 0 | 0 | 0
| Discounted RAV balance | (6D)=(6cl)*(1/1+WACC)) | £m | 0 | 0 | 0 | 0 | 0 | 0 | 0 | 0 | 0 | 0 | 0 | 0 | 0 | 0 | 0 | 0 | 0 | 0 | 0 | 0 | 0 | 0 | 0 | 0 | 0 | 0 | 0 | 0 | 0 | 0 | 0 | 0 | 0 | 0 | 0 | 0 | 0 | 0 | 0 | 0 | 0 | 0 | 0 | 0 | 0 | 0 | 0 | 0 | 0 | 0
| Closing RAV balance | (6cl)=(3)-(5)+(6op) | £m | 0 | 0 | 0 | 0 | 0 | 0 | 0 | 0 | 0 | 0 | 0 | 0 | 0 | 0 | 0 | 0 | 0 | 0 | 0 | 0 | 0 | 0 | 0 | 0 | 0 | 0 | 0 | 0 | 0 | 0 | 0 | 0 | 0 | 0 | 0 | 0 | 0 | 0 | 0 | 0 | 0 | 0 | 0 | 0 | 0 | 0 | 0 | 0 | 0 | 0
| Cost of Capital | (6)=avg[(6D),(6op)]xWACC | £m | 0 | 0 | 0 | 0 | 0 | 0 | 0 | 0 | 0 | 0 | 0 | 0 | 0 | 0 | 0 | 0 | 0 | 0 | 0 | 0 | 0 | 0 | 0 | 0 | 0 | 0 | 0 | 0 | 0 | 0 | 0 | 0 | 0 | 0 | 0 | 0 | 0 | 0 | 0 | 0 | 0 | 0 | 0 | 0 | 0 | 0 | 0 | 0 | 0 | 0
| Total Capitalised Costs | (7)=(5)+(6) | £m | 0 | 0 | 0 | 0 | 0 | 0 | 0 | 0 | 0 | 0 | 0 | 0 | 0 | 0 | 0 | 0 | 0 | 0 | 0 | 0 | 0 | 0 | 0 | 0 | 0 | 0 | 0 | 0 | 0 | 0 | 0 | 0 | 0 | 0 | 0 | 0 | 0 | 0 | 0 | 0 | 0 | 0 | 0 | 0 | 0 | 0 | 0 | 0 | 0 | 0
| Total Non-Capitalised Costs |  |  | -0.08584 | -0.306 | -0.089308 | 0 | -0.092916 | 0 | -0.4379 | 0 | -0.10058 | 0 | -0.10464 | -0.38051 | -0.10887 | 0 | -0.11326 | 0 | -0.54215 | 0 | -0.1226 | 0 | -0.12755 | -0.47316 | -0.13271 | 0 | -0.13807 | 0 | -0.67128 | 0 | -0.14945 | 0 | -0.15549 | -0.58838 | -0.16177 | 0 | -0.1683 | 0 | -0.83121 | 0 | -0.18218 | 0 | -0.18954 | -0.73164 | -0.1972 | 0 | -0.20516 | 0 | -1.0293 | 0 | -0.22207 | 0
| Total Direct Costs |  |  | -0.08584 | -0.306 | -0.089308 | 0 | -0.092916 | 0 | -0.4379 | 0 | -0.10058 | 0 | -0.10464 | -0.38051 | -0.10887 | 0 | -0.11326 | 0 | -0.54215 | 0 | -0.1226 | 0 | -0.12755 | -0.47316 | -0.13271 | 0 | -0.13807 | 0 | -0.67128 | 0 | -0.14945 | 0 | -0.15549 | -0.58838 | -0.16177 | 0 | -0.1683 | 0 | -0.83121 | 0 | -0.18218 | 0 | -0.18954 | -0.73164 | -0.1972 | 0 | -0.20516 | 0 | -1.0293 | 0 | -0.22207 | 0
Non-Financial Costs/Benefits
Calculated values
| Category | Description |  | 2027 | 2028 | 2029 | 2030 | 2031 | 2032 | 2033 | 2034 | 2035 | 2036 | 2037 | 2038 | 2039 | 2040 | 2041 | 2042 | 2043 | 2044 | 2045 | 2046 | 2047 | 2048 | 2049 | 2050 | 2051 | 2052 | 2053 | 2054 | 2055 | 2056 | 2057 | 2058 | 2059 | 2060 | 2061 | 2062 | 2063 | 2064 | 2065 | 2066 | 2067 | 2068 | 2069 | 2070 | 2071 | 2072 | 2073 | 2074 | 2075 | 2076
Non-financial benefits/costs - values | Environmental | Leakage | £m | 0 | 0 | 0 | 0 | 0 | 0 | 0 | 0 | 0 | 0 | 0 | 0 | 0 | 0 | 0 | 0 | 0 | 0 | 0 | 0 | 0 | 0 | 0 | 0 | 0 | 0 | 0 | 0 | 0 | 0 | 0 | 0 | 0 | 0 | 0 | 0 | 0 | 0 | 0 | 0 | 0 | 0 | 0 | 0 | 0 | 0 | 0 | 0 | 0 | 0
| Environmental |  | £m
| Environmental |  | £m
| Safety | Fatality risk | £m | 0 | 0 | 0 | 0 | 0 | 0 | 0 | 0 | 0 | 0 | 0 | 0 | 0 | 0 | 0 | 0 | 0 | 0 | 0 | 0 | 0 | 0 | 0 | 0 | 0 | 0 | 0 | 0 | 0 | 0 | 0 | 0 | 0 | 0 | 0 | 0 | 0 | 0 | 0 | 0 | 0 | 0 | 0 | 0 | 0 | 0 | 0 | 0 | 0 | 0
| Safety | Non-Fatality risk | £m | 0 | 0 | 0 | 0 | 0 | 0 | 0 | 0 | 0 | 0 | 0 | 0 | 0 | 0 | 0 | 0 | 0 | 0 | 0 | 0 | 0 | 0 | 0 | 0 | 0 | 0 | 0 | 0 | 0 | 0 | 0 | 0 | 0 | 0 | 0 | 0 | 0 | 0 | 0 | 0 | 0 | 0 | 0 | 0 | 0 | 0 | 0 | 0 | 0 | 0
| Safety |  | £m
| Safety |  | £m
| Financial | NGN VF Financial Risk | £m
| Financial | NGN VF Customer Risk | £m | -9.297 | -9.3786 | -9.4616 | -9.546 | -9.632 | -9.7196 | -9.8088 | -9.8996 | -9.9922 | -10.0866 | -10.1829 | -10.2811 | -10.3812 | -10.4834 | -10.5878 | -10.6943 | -10.8031 | -10.9143 | -11.028 | -11.1441 | -11.2629 | -11.3844 | -11.5088 | -11.6361 | -11.7664 | -11.8999 | -12.0367 | -12.1768 | -12.3205 | -12.4679 | -12.6191 | -12.7742 | -12.9335 | -13.097 | -13.265 | -13.4376 | -13.615 | -13.7974 | -13.985 | -14.178 | -14.3767 | -14.5812 | -14.7917 | -15.0087 | -15.2322 | -15.4626 | -15.7002 | -15.9452 | -16.198 | -16.4589
| Financial | NGN VF Compliance Risk | £m
| Other |  | £m
| Other |  | £m
Inputs
| Category | Description |  | 2027 | 2028 | 2029 | 2030 | 2031 | 2032 | 2033 | 2034 | 2035 | 2036 | 2037 | 2038 | 2039 | 2040 | 2041 | 2042 | 2043 | 2044 | 2045 | 2046 | 2047 | 2048 | 2049 | 2050 | 2051 | 2052 | 2053 | 2054 | 2055 | 2056 | 2057 | 2058 | 2059 | 2060 | 2061 | 2062 | 2063 | 2064 | 2065 | 2066 | 2067 | 2068 | 2069 | 2070 | 2071 | 2072 | 2073 | 2074 | 2075 | 2076
Non-financial benefits/costs - inputs | Environmental | Leakage | GWh
Environmental
Environmental
| Safety | Fatality risk | Fatalities/yr
| Safety | Non-Fatality risk | Non-fatal injuries/yr
Safety
Safety
Other
Other
Other
Other
Other
Alternative carbon calculations |  |  |  | 2027 | 2028 | 2029 | 2030 | 2031 | 2032 | 2033 | 2034 | 2035 | 2036 | 2037 | 2038 | 2039 | 2040 | 2041 | 2042 | 2043 | 2044 | 2045 | 2046 | 2047 | 2048 | 2049 | 2050 | 2051 | 2052 | 2053 | 2054 | 2055 | 2056 | 2057 | 2058 | 2059 | 2060 | 2061 | 2062 | 2063 | 2064 | 2065 | 2066 | 2067 | 2068 | 2069 | 2070 | 2071 | 2072 | 2073 | 2074 | 2075 | 2076
Environmental costs - low CO2 cost | Environmental | Leakage | £m | 0 | 0 | 0 | 0 | 0 | 0 | 0 | 0 | 0 | 0 | 0 | 0 | 0 | 0 | 0 | 0 | 0 | 0 | 0 | 0 | 0 | 0 | 0 | 0 | 0 | 0 | 0 | 0 | 0 | 0 | 0 | 0 | 0 | 0 | 0 | 0 | 0 | 0 | 0 | 0 | 0 | 0 | 0 | 0 | 0 | 0 | 0 | 0 | 0 | 0
| Environmental |  | £m
| Environmental |  | £m
Environmental costs - high CO2 cost | Environmental | Leakage | £m | 0 | 0 | 0 | 0 | 0 | 0 | 0 | 0 | 0 | 0 | 0 | 0 | 0 | 0 | 0 | 0 | 0 | 0 | 0 | 0 | 0 | 0 | 0 | 0 | 0 | 0 | 0 | 0 | 0 | 0 | 0 | 0 | 0 | 0 | 0 | 0 | 0 | 0 | 0 | 0 | 0 | 0 | 0 | 0 | 0 | 0 | 0 | 0 | 0 | 0
| Environmental |  | £m
| Environmental |  | £m
Net Present Values
Discount factors and summary
|  |  |  | 2027 | 2028 | 2029 | 2030 | 2031 | 2032 | 2033 | 2034 | 2035 | 2036 | 2037 | 2038 | 2039 | 2040 | 2041 | 2042 | 2043 | 2044 | 2045 | 2046 | 2047 | 2048 | 2049 | 2050 | 2051 | 2052 | 2053 | 2054 | 2055 | 2056 | 2057 | 2058 | 2059 | 2060 | 2061 | 2062 | 2063 | 2064 | 2065 | 2066 | 2067 | 2068 | 2069 | 2070 | 2071 | 2072 | 2073 | 2074 | 2075 | 2076
Discount factors | Discount factor (Non-Safety) | =1/[(1+SRTP)^n] | % | 100% | 96.62% | 93.35% | 90.19% | 87.14% | 84.2% | 81.35% | 78.6% | 75.94% | 73.37% | 70.89% | 68.49% | 66.18% | 63.94% | 61.78% | 59.69% | 57.67% | 55.72% | 53.84% | 52.02% | 50.26% | 48.56% | 46.92% | 45.33% | 43.8% | 42.31% | 40.88% | 39.5% | 38.17% | 36.87% | 35.63% | 34.59% | 33.58% | 32.6% | 31.65% | 30.73% | 29.84% | 28.97% | 28.12% | 27.31% | 26.51% | 25.74% | 24.99% | 24.26% | 23.55% | 22.87% | 22.2% | 21.56% | 20.93% | 20.32%
| Discount factor (Safety) | =1/[(1+HDR)^n] | % | 100% | 98.52% | 97.07% | 95.63% | 94.22% | 92.83% | 91.45% | 90.1% | 88.77% | 87.46% | 86.17% | 84.89% | 83.64% | 82.4% | 81.18% | 79.99% | 78.8% | 77.64% | 76.49% | 75.36% | 74.25% | 73.15% | 72.07% | 71% | 69.95% | 68.92% | 67.9% | 66.9% | 65.91% | 64.94% | 63.98% | 63.16% | 62.36% | 61.57% | 60.79% | 60.02% | 59.25% | 58.5% | 57.76% | 57.03% | 56.3% | 55.59% | 54.88% | 54.18% | 53.5% | 52.82% | 52.15% | 51.48% | 50.83% | 50.19%
Summary of discounted costs/benefits | Capex |  | £m | 0 | 0 | 0 | 0 | 0 | 0 | 0 | 0 | 0 | 0 | 0 | 0 | 0 | 0 | 0 | 0 | 0 | 0 | 0 | 0 | 0 | 0 | 0 | 0 | 0 | 0 | 0 | 0 | 0 | 0 | 0 | 0 | 0 | 0 | 0 | 0 | 0 | 0 | 0 | 0 | 0 | 0 | 0 | 0 | 0 | 0 | 0 | 0 | 0 | 0
| Opex |  | £m | -0.08584 | -0.29565 | -0.08337 | 0 | -0.080971 | 0 | -0.35623 | 0 | -0.076378 | 0 | -0.07418 | -0.26063 | -0.072046 | 0 | -0.069972 | 0 | -0.31266 | 0 | -0.066003 | 0 | -0.064104 | -0.22975 | -0.06226 | 0 | -0.060468 | 0 | -0.27444 | 0 | -0.057038 | 0 | -0.055397 | -0.20352 | -0.054326 | 0 | -0.053277 | 0 | -0.24802 | 0 | -0.051238 | 0 | -0.050247 | -0.18831 | -0.049276 | 0 | -0.048324 | 0 | -0.22853 | 0 | -0.046475 | 0
| Pass through costs |  | £m | 0 | 0 | 0 | 0 | 0 | 0 | 0 | 0 | 0 | 0 | 0 | 0 | 0 | 0 | 0 | 0 | 0 | 0 | 0 | 0 | 0 | 0 | 0 | 0 | 0 | 0 | 0 | 0 | 0 | 0 | 0 | 0 | 0 | 0 | 0 | 0 | 0 | 0 | 0 | 0 | 0 | 0 | 0 | 0 | 0 | 0 | 0 | 0 | 0 | 0
| Environmental - central CO2 cost |  | £m | 0 | 0 | 0 | 0 | 0 | 0 | 0 | 0 | 0 | 0 | 0 | 0 | 0 | 0 | 0 | 0 | 0 | 0 | 0 | 0 | 0 | 0 | 0 | 0 | 0 | 0 | 0 | 0 | 0 | 0 | 0 | 0 | 0 | 0 | 0 | 0 | 0 | 0 | 0 | 0 | 0 | 0 | 0 | 0 | 0 | 0 | 0 | 0 | 0 | 0
| Environmental - low CO2 cost |  | £m | 0 | 0 | 0 | 0 | 0 | 0 | 0 | 0 | 0 | 0 | 0 | 0 | 0 | 0 | 0 | 0 | 0 | 0 | 0 | 0 | 0 | 0 | 0 | 0 | 0 | 0 | 0 | 0 | 0 | 0 | 0 | 0 | 0 | 0 | 0 | 0 | 0 | 0 | 0 | 0 | 0 | 0 | 0 | 0 | 0 | 0 | 0 | 0 | 0 | 0
| Environmental - high CO2 cost |  | £m | 0 | 0 | 0 | 0 | 0 | 0 | 0 | 0 | 0 | 0 | 0 | 0 | 0 | 0 | 0 | 0 | 0 | 0 | 0 | 0 | 0 | 0 | 0 | 0 | 0 | 0 | 0 | 0 | 0 | 0 | 0 | 0 | 0 | 0 | 0 | 0 | 0 | 0 | 0 | 0 | 0 | 0 | 0 | 0 | 0 | 0 | 0 | 0 | 0 | 0
| Safety |  | £m | 0 | 0 | 0 | 0 | 0 | 0 | 0 | 0 | 0 | 0 | 0 | 0 | 0 | 0 | 0 | 0 | 0 | 0 | 0 | 0 | 0 | 0 | 0 | 0 | 0 | 0 | 0 | 0 | 0 | 0 | 0 | 0 | 0 | 0 | 0 | 0 | 0 | 0 | 0 | 0 | 0 | 0 | 0 | 0 | 0 | 0 | 0 | 0 | 0 | 0
| Financial |  | £m | -9.297 | -9.0614 | -8.8325 | -8.61 | -8.3937 | -8.1836 | -7.9794 | -7.781 | -7.5882 | -7.4009 | -7.2188 | -7.042 | -6.8701 | -6.7031 | -6.5409 | -6.3833 | -6.2302 | -6.0815 | -5.937 | -5.7967 | -5.6604 | -5.528 | -5.3994 | -5.2745 | -5.1532 | -5.0354 | -4.921 | -4.81 | -4.7022 | -4.5975 | -4.4959 | -4.4186 | -4.3434 | -4.2702 | -4.199 | -4.1298 | -4.0624 | -3.9969 | -3.9333 | -3.8714 | -3.8113 | -3.7529 | -3.6963 | -3.6412 | -3.5878 | -3.536 | -3.4858 | -3.4371 | -3.3899 | -3.3441
| Other |  | £m | 0 | 0 | 0 | 0 | 0 | 0 | 0 | 0 | 0 | 0 | 0 | 0 | 0 | 0 | 0 | 0 | 0 | 0 | 0 | 0 | 0 | 0 | 0 | 0 | 0 | 0 | 0 | 0 | 0 | 0 | 0 | 0 | 0 | 0 | 0 | 0 | 0 | 0 | 0 | 0 | 0 | 0 | 0 | 0 | 0 | 0 | 0 | 0 | 0 | 0
Annual Total | Total - central carbon cost |  | £m | -9.3828 | -9.3571 | -8.9158 | -8.61 | -8.4747 | -8.1836 | -8.3357 | -7.781 | -7.6646 | -7.4009 | -7.293 | -7.3026 | -6.9422 | -6.7031 | -6.6109 | -6.3833 | -6.5429 | -6.0815 | -6.003 | -5.7967 | -5.7245 | -5.7577 | -5.4616 | -5.2745 | -5.2137 | -5.0354 | -5.1955 | -4.81 | -4.7592 | -4.5975 | -4.5513 | -4.6221 | -4.3977 | -4.2702 | -4.2523 | -4.1298 | -4.3104 | -3.9969 | -3.9845 | -3.8714 | -3.8616 | -3.9413 | -3.7455 | -3.6412 | -3.6361 | -3.536 | -3.7143 | -3.4371 | -3.4363 | -3.3441
| Total - low carbon cost |  | £m | -9.3828 | -9.3571 | -8.9158 | -8.61 | -8.4747 | -8.1836 | -8.3357 | -7.781 | -7.6646 | -7.4009 | -7.293 | -7.3026 | -6.9422 | -6.7031 | -6.6109 | -6.3833 | -6.5429 | -6.0815 | -6.003 | -5.7967 | -5.7245 | -5.7577 | -5.4616 | -5.2745 | -5.2137 | -5.0354 | -5.1955 | -4.81 | -4.7592 | -4.5975 | -4.5513 | -4.6221 | -4.3977 | -4.2702 | -4.2523 | -4.1298 | -4.3104 | -3.9969 | -3.9845 | -3.8714 | -3.8616 | -3.9413 | -3.7455 | -3.6412 | -3.6361 | -3.536 | -3.7143 | -3.4371 | -3.4363 | -3.3441
| Total - high carbon cost |  | £m | -9.3828 | -9.3571 | -8.9158 | -8.61 | -8.4747 | -8.1836 | -8.3357 | -7.781 | -7.6646 | -7.4009 | -7.293 | -7.3026 | -6.9422 | -6.7031 | -6.6109 | -6.3833 | -6.5429 | -6.0815 | -6.003 | -5.7967 | -5.7245 | -5.7577 | -5.4616 | -5.2745 | -5.2137 | -5.0354 | -5.1955 | -4.81 | -4.7592 | -4.5975 | -4.5513 | -4.6221 | -4.3977 | -4.2702 | -4.2523 | -4.1298 | -4.3104 | -3.9969 | -3.9845 | -3.8714 | -3.8616 | -3.9413 | -3.7455 | -3.6412 | -3.6361 | -3.536 | -3.7143 | -3.4371 | -3.4363 | -3.3441
Net Present Value | NPV - central carbon cost |  | £m | -9.3828 | -18.7399 | -27.6557 | -36.2657 | -44.7404 | -52.924 | -61.2597 | -69.0407 | -76.7053 | -84.1062 | -91.3992 | -98.7018 | -105.644 | -112.3471 | -118.958 | -125.3414 | -131.8843 | -137.9658 | -143.9688 | -149.7655 | -155.4899 | -161.2477 | -166.7093 | -171.9838 | -177.1974 | -182.2328 | -187.4283 | -192.2383 | -196.9975 | -201.5951 | -206.1464 | -210.7685 | -215.1663 | -219.4365 | -223.6888 | -227.8185 | -232.129 | -236.1259 | -240.1104 | -243.9818 | -247.8434 | -251.7847 | -255.5302 | -259.1714 | -262.8076 | -266.3436 | -270.0579 | -273.4949 | -276.9313 | -280.2754
| NPV - low carbon cost |  | £m | -9.3828 | -18.7399 | -27.6557 | -36.2657 | -44.7404 | -52.924 | -61.2597 | -69.0407 | -76.7053 | -84.1062 | -91.3992 | -98.7018 | -105.644 | -112.3471 | -118.958 | -125.3414 | -131.8843 | -137.9658 | -143.9688 | -149.7655 | -155.4899 | -161.2477 | -166.7093 | -171.9838 | -177.1974 | -182.2328 | -187.4283 | -192.2383 | -196.9975 | -201.5951 | -206.1464 | -210.7685 | -215.1663 | -219.4365 | -223.6888 | -227.8185 | -232.129 | -236.1259 | -240.1104 | -243.9818 | -247.8434 | -251.7847 | -255.5302 | -259.1714 | -262.8076 | -266.3436 | -270.0579 | -273.4949 | -276.9313 | -280.2754
| NPV - high carbon cost |  | £m | -9.3828 | -18.7399 | -27.6557 | -36.2657 | -44.7404 | -52.924 | -61.2597 | -69.0407 | -76.7053 | -84.1062 | -91.3992 | -98.7018 | -105.644 | -112.3471 | -118.958 | -125.3414 | -131.8843 | -137.9658 | -143.9688 | -149.7655 | -155.4899 | -161.2477 | -166.7093 | -171.9838 | -177.1974 | -182.2328 | -187.4283 | -192.2383 | -196.9975 | -201.5951 | -206.1464 | -210.7685 | -215.1663 | -219.4365 | -223.6888 | -227.8185 | -232.129 | -236.1259 | -240.1104 | -243.9818 | -247.8434 | -251.7847 | -255.5302 | -259.1714 | -262.8076 | -266.3436 | -270.0579 | -273.4949 | -276.9313 | -280.2754
|  |  |  | 2027 | 2028 | 2029 | 2030 | 2031 | 2032 | 2033 | 2034 | 2035 | 2036 | 2037 | 2038 | 2039 | 2040 | 2041 | 2042 | 2043 | 2044 | 2045 | 2046 | 2047 | 2048 | 2049 | 2050 | 2051 | 2052 | 2053 | 2054 | 2055 | 2056 | 2057 | 2058 | 2059 | 2060 | 2061 | 2062 | 2063 | 2064 | 2065 | 2066 | 2067 | 2068 | 2069 | 2070 | 2071 | 2072 | 2073 | 2074 | 2075 | 2076
| Monetised risk - memo line |  | £m | 2027: Note: Overcrossings are not included within the NARM BPDT so this line has not been completed.
Note on B10: Ofgem: Enter as year (eg 2027)
Note on C158: Duncan Innes:GT/GD
Note on C161: Duncan Innes: All sectors
Note on C162: Duncan Innes: All sectors
Note on B209: Ofgem: This line records the total monetised risk of the modelled scenario. It acts as a cross-reference between the CBA and NARM BPDTs and should not directly link to any formulas in the CBA analysis above.

## Baseline Workings
Additional cost/benefit explanations
Please provide a short explanation of any additional cost/benefit lines that have been completed in addition to the pre-populated ones. This should include both a description of the nature of the cost/benefit, and an explanation of how the value was calculated, citing appropriate sources (eg for relevant global warming potentials). If an explanation has been provided within the EJP, then simply provide a reference to the relevant page number.
Overcrossing inspections OPEX | 232 | x every 2 years | A day's direct NGN cost (£232 based on 2023 CBA).
Reactive interventions | 300000 | Based on Team Street | Based on GD2 experience - 1 in 5 year period. Later with the "do nothing" strategy increase this annually by 1%
Assumptions - Loss of Supply - BASELINE | Baseline
Total Risk Formula used for the additional Loss of Supply
| Pre investment PoF - condition 1 | 1% |  | variable input
| Pre investment PoF - condition 2 | 1.05% |  | variable input
| Pre investment PoF - condition 3 | 1.15% |  | variable input
| Pre investment PoF - condition 4 | 1.3% |  | variable input
| Pre investment PoF - condition 5 | 3% |  | variable input
| PoC | 50% |  | variable input
| No. of customers | 5000 |  | ave. no. of customers on distribution overcrossings
| Cost per property | 300 |  | NGN calculated network LoS metric based on historic incidents
| Duration of incident (days) | 3 |  | NGN calculated network LoS metric
| Number of assets cond 1 | 94 |  | Based on current population
| Number of assets cond 2 | 147 |  | Based on current population
| Number of assets cond 3 | 87 |  | Based on current population
| Number of assets cond 4 | 36 |  | Based on current population
| Number of assets cond 5 | 6 |  | Based on current population
|  |  |  | 2027 | 2028 | 2029 | 2030 | 2031 | 2032 | 2033 | 2034 | 2035 | 2036 | 2037 | 2038 | 2039 | 2040 | 2041 | 2042 | 2043 | 2044 | 2045 | 2046 | 2047 | 2048 | 2049 | 2050 | 2051 | 2052 | 2053 | 2054 | 2055 | 2056 | 2057 | 2058 | 2059 | 2060 | 2061 | 2062 | 2063 | 2064 | 2065 | 2066 | 2067 | 2068 | 2069 | 2070 | 2071 | 2072 | 2073 | 2074 | 2075 | 2076
| PoF Deterioation per year Cond 1 | 0.4% |  | 1% | 1.004% | 1.008% | 1.012% | 1.016% | 1.02% | 1.024% | 1.028% | 1.032% | 1.037% | 1.041% | 1.045% | 1.049% | 1.053% | 1.057% | 1.062% | 1.066% | 1.07% | 1.075% | 1.079% | 1.083% | 1.087% | 1.092% | 1.096% | 1.101% | 1.105% | 1.109% | 1.114% | 1.118% | 1.123% | 1.127% | 1.132% | 1.136% | 1.141% | 1.145% | 1.15% | 1.155% | 1.159% | 1.164% | 1.168% | 1.173% | 1.178% | 1.183% | 1.187% | 1.192% | 1.197% | 1.202% | 1.206% | 1.211% | 1.216%
| PoF Deterioation per year Cond 2 | 0.5% |  | 1.05% | 1.055% | 1.061% | 1.066% | 1.071% | 1.077% | 1.082% | 1.087% | 1.093% | 1.098% | 1.104% | 1.109% | 1.115% | 1.12% | 1.126% | 1.132% | 1.137% | 1.143% | 1.149% | 1.154% | 1.16% | 1.166% | 1.172% | 1.178% | 1.184% | 1.189% | 1.195% | 1.201% | 1.207% | 1.213% | 1.219% | 1.226% | 1.232% | 1.238% | 1.244% | 1.25% | 1.257% | 1.263% | 1.269% | 1.275% | 1.282% | 1.288% | 1.295% | 1.301% | 1.308% | 1.314% | 1.321% | 1.327% | 1.334% | 1.341%
| PoF Deterioation per year Cond 3 | 0.9% |  | 1.15% | 1.16% | 1.171% | 1.181% | 1.192% | 1.203% | 1.214% | 1.224% | 1.235% | 1.247% | 1.258% | 1.269% | 1.281% | 1.292% | 1.304% | 1.315% | 1.327% | 1.339% | 1.351% | 1.363% | 1.376% | 1.388% | 1.401% | 1.413% | 1.426% | 1.439% | 1.452% | 1.465% | 1.478% | 1.491% | 1.505% | 1.518% | 1.532% | 1.546% | 1.56% | 1.574% | 1.588% | 1.602% | 1.616% | 1.631% | 1.646% | 1.66% | 1.675% | 1.691% | 1.706% | 1.721% | 1.737% | 1.752% | 1.768% | 1.784%
| PoF Deterioation per year Cond 4 | 1.6% |  | 1.3% | 1.321% | 1.342% | 1.363% | 1.385% | 1.407% | 1.43% | 1.453% | 1.476% | 1.5% | 1.524% | 1.548% | 1.573% | 1.598% | 1.624% | 1.649% | 1.676% | 1.703% | 1.73% | 1.758% | 1.786% | 1.814% | 1.843% | 1.873% | 1.903% | 1.933% | 1.964% | 1.996% | 2.028% | 2.06% | 2.093% | 2.126% | 2.16% | 2.195% | 2.23% | 2.266% | 2.302% | 2.339% | 2.376% | 2.414% | 2.453% | 2.492% | 2.532% | 2.573% | 2.614% | 2.656% | 2.698% | 2.741% | 2.785% | 2.83%
| PoF Deterioation per year Cond 5 | 4.6% |  | 3% | 3.138% | 3.282% | 3.433% | 3.591% | 3.756% | 3.929% | 4.11% | 4.299% | 4.497% | 4.704% | 4.92% | 5.146% | 5.383% | 5.631% | 5.89% | 6.161% | 6.444% | 6.74% | 7.051% | 7.375% | 7.714% | 8.069% | 8.44% | 8.828% | 9.234% | 9.659% | 10.1% | 10.57% | 11.05% | 11.56% | 12.09% | 12.65% | 13.23% | 13.84% | 14.48% | 15.14% | 15.84% | 16.57% | 17.33% | 18.13% | 18.96% | 19.84% | 20.75% | 21.7% | 22.7% | 23.75% | 24.84% | 25.98% | 27.18%
| Baseline Total Risk (£m) |  |  | -9.297 | -9.3786 | -9.4616 | -9.546 | -9.632 | -9.7196 | -9.8088 | -9.8996 | -9.9922 | -10.0866 | -10.1829 | -10.2811 | -10.3812 | -10.4834 | -10.5878 | -10.6943 | -10.8031 | -10.9143 | -11.028 | -11.1441 | -11.2629 | -11.3844 | -11.5088 | -11.6361 | -11.7664 | -11.8999 | -12.0367 | -12.1768 | -12.3205 | -12.4679 | -12.6191 | -12.7742 | -12.9335 | -13.097 | -13.265 | -13.4376 | -13.615 | -13.7974 | -13.985 | -14.178 | -14.3767 | -14.5812 | -14.7917 | -15.0087 | -15.2322 | -15.4626 | -15.7002 | -15.9452 | -16.198 | -16.4589
| OPEX cost for inspections (£m) |  |  | Based on current population 2027: -0.08584; Based on current population 2029: -0.089308; Based on current population 2031: -0.092916; Based on current population 2033: -0.09667; Based on current population 2035: -0.10058; Based on current population 2037: -0.10464; Based on current population 2039: -0.10887; Based on current population 2041: -0.11326; Based on current population 2043: -0.11784; Based on current population 2045: -0.1226; Based on current population 2047: -0.12755; Based on current population 2049: -0.13271; Based on current population 2051: -0.13807; Based on current population 2053: -0.14365; Based on current population 2055: -0.14945; Based on current population 2057: -0.15549; Based on current population 2059: -0.16177; Based on current population 2061: -0.1683; Based on current population 2063: -0.1751; Based on current population 2065: -0.18218; Based on current population 2067: -0.18954; Based on current population 2069: -0.1972; Based on current population 2071: -0.20516; Based on current population 2073: -0.21345; Based on current population 2075: -0.22207
| OPEX cost for inspections (+2% annual inflation) | 2% |  | 85840 | 87556.8 | 89307.936 | 91094.0947 | 92915.9766 | 94774.2961 | 96669.7821 | 98603.1777 | 100575.2413 | 102586.7461 | 104638.481 | 106731.2506 | 108865.8756 | 111043.1932 | 113264.057 | 115529.3382 | 117839.9249 | 120196.7234 | 122600.6579 | 125052.671 | 127553.7245 | 130104.799 | 132706.8949 | 135361.0328 | 138068.2535 | 140829.6186 | 143646.2109 | 146519.1352 | 149449.5179 | 152438.5082 | 155487.2784 | 158597.0239 | 161768.9644 | 165004.3437 | 168304.4306 | 171670.5192 | 175103.9296 | 178606.0082 | 182178.1283 | 185821.6909 | 189538.1247 | 193328.8872 | 197195.465 | 201139.3743 | 205162.1617 | 209265.405 | 213450.7131 | 217719.7273 | 222074.1219 | 226515.6043
| Number of instances significant failure likely to occur |  |  | 0.2 | 0.2 | 0.2 | 0.2 | 0.2 | 0.202 | 0.202 | 0.202 | 0.202 | 0.202 | 0.20402 | 0.20402 | 0.20402 | 0.20402 | 0.20402 | 0.20606 | 0.20606 | 0.20606 | 0.20606 | 0.20606 | 0.20812 | 0.20812 | 0.20812 | 0.20812 | 0.20812 | 0.2102 | 0.2102 | 0.2102 | 0.2102 | 0.2102 | 0.2123 | 0.2123 | 0.2123 | 0.2123 | 0.2123 | 0.21443 | 0.21443 | 0.21443 | 0.21443 | 0.21443 | 0.21657 | 0.21657 | 0.21657 | 0.21657 | 0.21657 | 0.21874 | 0.21874 | 0.21874 | 0.21874 | 0.21874
| Reactive repair costs | 2% |  | 300000 | 306000 | 312120 | 318362.4 | 324729.648 | 331224.241 | 337848.7258 | 344605.7003 | 351497.8143 | 358527.7706 | 365698.326 | 373012.2925 | 380472.5384 | 388081.9891 | 395843.6289 | 403760.5015 | 411835.7115 | 420072.4258 | 428473.8743 | 437043.3518 | 445784.2188 | 454699.9032 | 463793.9012 | 473069.7793 | 482531.1748 | 492181.7983 | 502025.4343 | 512065.943 | 522307.2619 | 532753.4071 | 543408.4752 | 554276.6447 | 565362.1776 | 576669.4212 | 588202.8096 | 599966.8658 | 611966.2031 | 624205.5272 | 636689.6377 | 649423.4305 | 662411.8991 | 675660.1371 | 689173.3398 | 702956.8066 | 717015.9427 | 731356.2616 | 745983.3868 | 760903.0546 | 776121.1156 | 791643.538
| Reactive repair costs (£m) |  |  | Based on current population 2028: -0.306; Based on current population 2033: -0.34123; Based on current population 2038: -0.38051; Based on current population 2043: -0.42431; Based on current population 2048: -0.47316; Based on current population 2053: -0.52763; Based on current population 2058: -0.58838; Based on current population 2063: -0.65611; Based on current population 2068: -0.73164; Based on current population 2073: -0.81587
Long term cost/benefit assumptions
Please briefly summarise the assumptions you have used to calculate long-term (ie beyond the duration of the RIIO3 price control) costs and other inputs (eg "Opex assumed to increase at 1%/year based on historic trends"). In most cases we would expect these to be the same across the baseline and different options, but where this is not the case additional tabs can be completed as necessary. If detailed descriptions are required (eg to explain assumptions around whole life costs of assets) these should be included as part of the EJP
Capex | Not modelled in beyond RIIO-GD4 as proposals cover RIIO-GD3 only.
Opex | As per above
Leakage | N/A
Fatality risk | N/A
Non-Fatality risk | N/A
Cost cross-referencing
If there is any explanation required on how the cost data set out in the EJP totals to the lines in the CBA, please provide it here.
Costs in CBA reflected in sections 8 and 9 of EJP.

## Option_1
Summary | [7 empty] | Text Descriptions
[8 empty] | Option Description - this should allow us to quickly recognise the option being assessed (based on descriptions in the EJP and other documents) and distinguish it both from other investment areas and from other options. If appropriate, please provide sitemaps, photos or any other documents that will help with this identification (likely to be relevant for major projects rather than asset classes) | [6 empty] | Stakeholder Support Summary - please provide a synopsis which details the feedback from stakeholder group(s)
Option Name | High-Pressure Focus |  |  | Date Undertaken: | 2024-12-06
Scheme Reference ID | A22.k.NGN | [6 empty] | This option focuses on the smallest fraction of the overcrossing population. This would involve remediating the poorest overcrossings in the high-pressure tier category only. Currently, there are no condition 5 overcrossings in the high-pressure tier category, however, there is one in the condition 4 categories which, if not remediated, will become condition 5 during RIIO-GD3. This option therefore considers this single overcrossing remediation only. This alternative does not include any provision for overcrossings removals or impact protection necessary to address the heightened risk of flooding events affecting the overcrossings. | [6 empty] | The different priorities between national, local and customer stakeholders highlights tensions between short- and long-term goals and the dynamics NGN must manage throughout RIIO-GD3. Customers (especially older, low income, and digitally excluded customers) value energy affordability above all other priorities. Conversely, future customers prioritise helping the region to meet climate change targets (and not leaving anyone behind). Local stakeholders generally share this long-term view; Furthermore, national groups say they will judge our performance by how resilient the business is. As customers are satisfied with the performance and availability of our services, they prefer us to maintain service levels at levels similar to today and asked for us to reduce future risk with targeted investments to enhance removal, reduction, resistance and recovery strategies. (This is not delivered under this option and compliance is at risk) To balance stakeholders' priorities, we will maintain our position as the most efficient gas distribution operator, while investing in delivering continuous performance improvement. We will achieve this through targeted investment in low-regret innovation, enhanced stakeholder engagement, whole systems collaboration, data and digitalisation.
Expenditure Type | Capex |  |  | Authorised By: | Dean Pearson
Preferred Option (Y/N) | N
Spend Area (Please include relevant RRP/BPDT Table Reference) | CV5.06
First year of expenditure outflow | 2027
Payback position at year | Central CO2 Cost - PV of costs & benefits (£m) | Central CO2 Cost - NPV relative to baseline (£m) | Low CO2 cost - PV of costs & benefits (£m) | Low CO2 cost - NPV relative to baseline (£m) | High CO2 cost - PV of costs & benefits (£m) | High CO2 cost - NPV relative to baseline (£m)
2035 | -76.7994 | -0.094027 | -76.7994 | -0.094027 | -76.7994 | -0.094027
2040 | -112.4158 | -0.068642 | -112.4158 | -0.068642 | -112.4158 | -0.068642
2045 | -144.0043 | -0.035515 | -144.0043 | -0.035515 | -144.0043 | -0.035515
2050 | -171.9815 | 0.002271 | -171.9815 | 0.002271 | -171.9815 | 0.002271
2060 | -219.3562 | 0.080302 | -219.3562 | 0.080302 | -219.3562 | 0.080302
2070 | -259.0146 | 0.15686 | -259.0146 | 0.15686 | -259.0146 | 0.15686
Capitalisation rate | 33.7% | [6 empty] | Engineering Justification Summary - please provide a synopsis & share the document which articulates the full detailed explanation | [6 empty] | Company View - please provide a synopsis which details your view of how beneficial this option is.
[8 empty] | Our Overcrossings represent vulnerable sections of above-ground pipelines, subjected to increased deterioration and risk of third-party damage through accidental or negligent impact. This Engineering Justification Paper and accompanying CBA outlines our strategic proposal for investment in Overcrossings during the RIIO-GD3 period. The primary drivers for this investment proposal are the need to address asset health concerns, ensure the security of these exposed sections of pipeline and increase the resilience of these assets against climate change risks such as flooding. Key points addressed include the identification of Overcrossings as vulnerable pipeline sections prone to accelerated deterioration and third-party damage. Our proposed solution involves an intervention programme like those initiated in RIIO-GD1 and RIIO-GD2, aimed at mitigating risks associated with these assets, which include loss of supply, health and safety and environmental risks. We propose to continue targeting the worst-condition assets for upgrades (those of condition rating 4 & 5), whilst applying a deterioration rate witnessed during RIIO-GD2. This proactive strategy seeks to reduce the risks related to Overcrossings, maintaining the integrity and reliability of our pipeline network, while also reaffirming our dedication to following the HSE guidelines. Our recommended approach also involves an OPEX investment to remove decommissioned overcrossings that are in poor condition, aiming to boost efficiency and eliminate the inherent risks associated with these assets, such as the risk of collapse and ensuing physical or environmental damage, from the network. | [6 empty] | This approach could be viewed as short-sighted because the condition of the overcrossings will continue to deteriorate, necessitating work before they reach Condition 5. Additionally, the "reactive" approach would be relevant to intermediate, medium, and low-pressure overcrossings, which represent much of the overall population. Failures related to these overcrossings, while sometimes less compelling in terms of supply loss, still present a significant risk to the environment and public safety. This option also neglects the decommissioned overcrossings within the network that necessitate consistent inspections and maintenance of security protocols to comply with HSE standards. The impact of sever weather events is also unaccounted for. This option has been rejected as it shows a minimal change to our loss of supply risk compared to the baseline position - see A22.k NGN RIIO-GD3 Investment Decision Pack - Overcrossings EJP. It also places HSE compliance at risk. Payback is 24 years which is outside the 16 year guidelines set by Ofgem.
Expenditure Profile - Summary
| 2027 | 2028 | 2029 | 2030 | 2031 | Post RIIO3
| (£m) | (£m) | (£m) | (£m) | (£m) | (£m)
Capitalised costs | 0 | -0.17828 | 0 | 0 | 0 | 0
Non-capitalised costs | -0.08584 | -0.306 | -0.089308 | 0 | -0.092916 | -8.265
| Asset Class | Unit | Comments
Output | Overcrossings Condition - remediation | 1 | For further details see A22.k NGN RIIO-GD3 Investment Decision Pack - Overcrossings EJP.
| Overcrossings Security | 2
| Overcrossings Flood Risk | 0
Financial Costs
Inputs
|  |  |  | RIIO3 |  |  |  |  | RIIO4 |  |  |  |  | RIIO5 |  |  |  |  | RIIO6 |  |  |  |  | RIIO7 |  |  |  |  | RIIO8 |  |  |  |  | RIIO9 |  |  |  |  | RIIO10 |  |  |  |  | RIIO11 |  |  |  |  | RIIO12
|  |  |  | 1 | 2 | 3 | 4 | 5 | 6 | 7 | 8 | 9 | 10 | 11 | 12 | 13 | 14 | 15 | 16 | 17 | 18 | 19 | 20 | 21 | 22 | 23 | 24 | 25 | 26 | 27 | 28 | 29 | 30 | 31 | 32 | 33 | 34 | 35 | 36 | 37 | 38 | 39 | 40 | 41 | 42 | 43 | 44 | 45 | 46 | 47 | 48 | 49 | 50
| Asset Class | Intervention type |  | 2027 | 2028 | 2029 | 2030 | 2031 | 2032 | 2033 | 2034 | 2035 | 2036 | 2037 | 2038 | 2039 | 2040 | 2041 | 2042 | 2043 | 2044 | 2045 | 2046 | 2047 | 2048 | 2049 | 2050 | 2051 | 2052 | 2053 | 2054 | 2055 | 2056 | 2057 | 2058 | 2059 | 2060 | 2061 | 2062 | 2063 | 2064 | 2065 | 2066 | 2067 | 2068 | 2069 | 2070 | 2071 | 2072 | 2073 | 2074 | 2075 | 2076
Capex/Repex | LTS pipelines - piggable | Refurbishment - partial | £m | 0 | -0.17828 | 0 | 0 | 0 | 0 | 0 | 0 | 0 | 0 | 0 | 0 | 0 | 0 | 0 | 0 | 0 | 0 | 0 | 0 | 0 | 0 | 0 | 0 | 0 | 0 | 0 | 0 | 0 | 0 | 0 | 0 | 0 | 0 | 0 | 0 | 0 | 0 | 0 | 0 | 0 | 0 | 0 | 0 | 0 | 0 | 0 | 0 | 0 | 0
£m
£m
£m
£m
£m
£m
£m
£m
£m
| Total Capex | (1) | £m | 0 | -0.17828 | 0 | 0 | 0 | 0 | 0 | 0 | 0 | 0 | 0 | 0 | 0 | 0 | 0 | 0 | 0 | 0 | 0 | 0 | 0 | 0 | 0 | 0 | 0 | 0 | 0 | 0 | 0 | 0 | 0 | 0 | 0 | 0 | 0 | 0 | 0 | 0 | 0 | 0 | 0 | 0 | 0 | 0 | 0 | 0 | 0 | 0 | 0 | 0
Associated direct opex | Maintenance & repair |  | £m | -0.08584 | 0 | -0.089308 | 0 | -0.092916 | 0 | -0.09667 | 0 | -0.10058 | 0 | -0.10464 | 0 | -0.10887 | 0 | -0.11326 | 0 | -0.11784 | 0 | -0.1226 | 0 | -0.12755 | 0 | -0.13271 | 0 | -0.13807 | 0 | -0.14365 | 0 | -0.14945 | 0 | -0.15549 | 0 | -0.16177 | 0 | -0.1683 | 0 | -0.1751 | 0 | -0.18218 | 0 | -0.18954 | 0 | -0.1972 | 0 | -0.20516 | 0 | -0.21345 | 0 | -0.22207 | 0
| Maintenance & repair |  | £m | 0 | -0.306 | 0 | 0 | 0 | 0 | -0.34123 | 0 | 0 | 0 | 0 | -0.38051 | 0 | 0 | 0 | 0 | -0.42431 | 0 | 0 | 0 | 0 | -0.47316 | 0 | 0 | 0 | 0 | -0.52763 | 0 | 0 | 0 | 0 | -0.58838 | 0 | 0 | 0 | 0 | -0.65611 | 0 | 0 | 0 | 0 | -0.73164 | 0 | 0 | 0 | 0 | -0.81587 | 0 | 0 | 0
£m
£m
£m
| Total Opex |  | £m | -0.08584 | -0.306 | -0.089308 | 0 | -0.092916 | 0 | -0.4379 | 0 | -0.10058 | 0 | -0.10464 | -0.38051 | -0.10887 | 0 | -0.11326 | 0 | -0.54215 | 0 | -0.1226 | 0 | -0.12755 | -0.47316 | -0.13271 | 0 | -0.13807 | 0 | -0.67128 | 0 | -0.14945 | 0 | -0.15549 | -0.58838 | -0.16177 | 0 | -0.1683 | 0 | -0.83121 | 0 | -0.18218 | 0 | -0.18954 | -0.73164 | -0.1972 | 0 | -0.20516 | 0 | -1.0293 | 0 | -0.22207 | 0
Pass through costs | Leakage |  | £m | 0 | 0 | 0 | 0 | 0 | 0 | 0 | 0 | 0 | 0 | 0 | 0 | 0 | 0 | 0 | 0 | 0 | 0 | 0 | 0 | 0 | 0 | 0 | 0 | 0 | 0 | 0 | 0 | 0 | 0 | 0 | 0 | 0 | 0 | 0 | 0 | 0 | 0 | 0 | 0 | 0 | 0 | 0 | 0 | 0 | 0 | 0 | 0 | 0 | 0
£m
| Total Pass Through Costs |  | £m | 0 | 0 | 0 | 0 | 0 | 0 | 0 | 0 | 0 | 0 | 0 | 0 | 0 | 0 | 0 | 0 | 0 | 0 | 0 | 0 | 0 | 0 | 0 | 0 | 0 | 0 | 0 | 0 | 0 | 0 | 0 | 0 | 0 | 0 | 0 | 0 | 0 | 0 | 0 | 0 | 0 | 0 | 0 | 0 | 0 | 0 | 0 | 0 | 0 | 0
Annual cost calculations |  |  |  | 2027 | 2028 | 2029 | 2030 | 2031 | 2032 | 2033 | 2034 | 2035 | 2036 | 2037 | 2038 | 2039 | 2040 | 2041 | 2042 | 2043 | 2044 | 2045 | 2046 | 2047 | 2048 | 2049 | 2050 | 2051 | 2052 | 2053 | 2054 | 2055 | 2056 | 2057 | 2058 | 2059 | 2060 | 2061 | 2062 | 2063 | 2064 | 2065 | 2066 | 2067 | 2068 | 2069 | 2070 | 2071 | 2072 | 2073 | 2074 | 2075 | 2076
| Capitalisation rates | (2) | % | 33.7% | 33.7% | 33.7% | 33.7% | 33.7% | 33.7% | 33.7% | 33.7% | 33.7% | 33.7% | 33.7% | 33.7% | 33.7% | 33.7% | 33.7% | 33.7% | 33.7% | 33.7% | 33.7% | 33.7% | 33.7% | 33.7% | 33.7% | 0% | 0% | 0% | 0% | 0% | 0% | 0% | 0% | 0% | 0% | 0% | 0% | 0% | 0% | 0% | 0% | 0% | 0% | 0% | 0% | 0% | 0% | 0% | 0% | 0% | 0% | 0%
| Capitalised investment | (3)=(1)x(2) | £m | 0 | -0.060079 | 0 | 0 | 0 | 0 | 0 | 0 | 0 | 0 | 0 | 0 | 0 | 0 | 0 | 0 | 0 | 0 | 0 | 0 | 0 | 0 | 0 | 0 | 0 | 0 | 0 | 0 | 0 | 0 | 0 | 0 | 0 | 0 | 0 | 0 | 0 | 0 | 0 | 0 | 0 | 0 | 0 | 0 | 0 | 0 | 0 | 0 | 0 | 0
| Investment to be expensed | (4)=(1)-(3) | £m | 0 | -0.1182 | 0 | 0 | 0 | 0 | 0 | 0 | 0 | 0 | 0 | 0 | 0 | 0 | 0 | 0 | 0 | 0 | 0 | 0 | 0 | 0 | 0 | 0 | 0 | 0 | 0 | 0 | 0 | 0 | 0 | 0 | 0 | 0 | 0 | 0 | 0 | 0 | 0 | 0 | 0 | 0 | 0 | 0 | 0 | 0 | 0 | 0 | 0 | 0
| 2027 Depreciation | (5)2027=(3)2027*Dep_ratet | £m |  | 0 | 0 | 0 | 0 | 0 | 0 | 0 | 0 | 0 | 0 | 0 | 0 | 0 | 0 | 0 | 0 | 0 | 0 | 0 | 0 | 0 | 0 | 0 | 0 | 0 | 0 | 0 | 0 | 0 | 0 | 0 | 0 | 0 | 0 | 0 | 0 | 0 | 0 | 0 | 0 | 0 | 0 | 0 | 0 | 0 | 0 | 0 | 0 | 0
| 2028 Depreciation | (5)2028=(3)2028*Dep_ratet | £m |  |  | -0.0052243 | -0.0049868 | -0.0047493 | -0.0045119 | -0.0042744 | -0.0040369 | -0.0037995 | -0.003562 | -0.0033245 | -0.0030871 | -0.0028496 | -0.0026121 | -0.0023747 | -0.0021372 | -0.0018997 | -0.0016623 | -0.0014248 | -0.0011873 | -0.00094987 | -0.0007124 | -0.00047493 | -0.00023747 | 0 | 0 | 0 | 0 | 0 | 0 | 0 | 0 | 0 | 0 | 0 | 0 | 0 | 0 | 0 | 0 | 0 | 0 | 0 | 0 | 0 | 0 | 0 | 0 | 0 | 0
| 2029 Depreciation | (5)2029=(3)2029*Dep_ratet | £m |  |  |  | 0 | 0 | 0 | 0 | 0 | 0 | 0 | 0 | 0 | 0 | 0 | 0 | 0 | 0 | 0 | 0 | 0 | 0 | 0 | 0 | 0 | 0 | 0 | 0 | 0 | 0 | 0 | 0 | 0 | 0 | 0 | 0 | 0 | 0 | 0 | 0 | 0 | 0 | 0 | 0 | 0 | 0 | 0 | 0 | 0 | 0 | 0
| 2030 Depreciation | (5)2030=(3)2030*Dep_ratet | £m |  |  |  |  | 0 | 0 | 0 | 0 | 0 | 0 | 0 | 0 | 0 | 0 | 0 | 0 | 0 | 0 | 0 | 0 | 0 | 0 | 0 | 0 | 0 | 0 | 0 | 0 | 0 | 0 | 0 | 0 | 0 | 0 | 0 | 0 | 0 | 0 | 0 | 0 | 0 | 0 | 0 | 0 | 0 | 0 | 0 | 0 | 0 | 0
| 2031 Depreciation | (5)2031=(3)2031*Dep_ratet | £m | [5 empty] | 0 | 0 | 0 | 0 | 0 | 0 | 0 | 0 | 0 | 0 | 0 | 0 | 0 | 0 | 0 | 0 | 0 | 0 | 0 | 0 | 0 | 0 | 0 | 0 | 0 | 0 | 0 | 0 | 0 | 0 | 0 | 0 | 0 | 0 | 0 | 0 | 0 | 0 | 0 | 0 | 0 | 0 | 0 | 0 | 0
| 2032 Depreciation | (5)2032=(3)2032*Dep_ratet | £m | [6 empty] | 0 | 0 | 0 | 0 | 0 | 0 | 0 | 0 | 0 | 0 | 0 | 0 | 0 | 0 | 0 | 0 | 0 | 0 | 0 | 0 | 0 | 0 | 0 | 0 | 0 | 0 | 0 | 0 | 0 | 0 | 0 | 0 | 0 | 0 | 0 | 0 | 0 | 0 | 0 | 0 | 0 | 0 | 0 | 0
| 2033 Depreciation | (5)2033=(3)2033*Dep_ratet | £m | [7 empty] | 0 | 0 | 0 | 0 | 0 | 0 | 0 | 0 | 0 | 0 | 0 | 0 | 0 | 0 | 0 | 0 | 0 | 0 | 0 | 0 | 0 | 0 | 0 | 0 | 0 | 0 | 0 | 0 | 0 | 0 | 0 | 0 | 0 | 0 | 0 | 0 | 0 | 0 | 0 | 0 | 0 | 0 | 0
| 2034 Depreciation | (5)2034=(3)2034*Dep_ratet | £m | [8 empty] | 0 | 0 | 0 | 0 | 0 | 0 | 0 | 0 | 0 | 0 | 0 | 0 | 0 | 0 | 0 | 0 | 0 | 0 | 0 | 0 | 0 | 0 | 0 | 0 | 0 | 0 | 0 | 0 | 0 | 0 | 0 | 0 | 0 | 0 | 0 | 0 | 0 | 0 | 0 | 0 | 0 | 0
| 2035 Depreciation | (5)2035=(3)2035*Dep_ratet | £m | [9 empty] | 0 | 0 | 0 | 0 | 0 | 0 | 0 | 0 | 0 | 0 | 0 | 0 | 0 | 0 | 0 | 0 | 0 | 0 | 0 | 0 | 0 | 0 | 0 | 0 | 0 | 0 | 0 | 0 | 0 | 0 | 0 | 0 | 0 | 0 | 0 | 0 | 0 | 0 | 0 | 0 | 0
| 2036 Depreciation | (5)2036=(3)2036*Dep_ratet | £m | [10 empty] | 0 | 0 | 0 | 0 | 0 | 0 | 0 | 0 | 0 | 0 | 0 | 0 | 0 | 0 | 0 | 0 | 0 | 0 | 0 | 0 | 0 | 0 | 0 | 0 | 0 | 0 | 0 | 0 | 0 | 0 | 0 | 0 | 0 | 0 | 0 | 0 | 0 | 0 | 0 | 0
| 2037 Depreciation | (5)2037=(3)2037*Dep_ratet | £m | [11 empty] | 0 | 0 | 0 | 0 | 0 | 0 | 0 | 0 | 0 | 0 | 0 | 0 | 0 | 0 | 0 | 0 | 0 | 0 | 0 | 0 | 0 | 0 | 0 | 0 | 0 | 0 | 0 | 0 | 0 | 0 | 0 | 0 | 0 | 0 | 0 | 0 | 0 | 0 | 0
| 2038 Depreciation | (5)2038=(3)2038*Dep_ratet | £m | [12 empty] | 0 | 0 | 0 | 0 | 0 | 0 | 0 | 0 | 0 | 0 | 0 | 0 | 0 | 0 | 0 | 0 | 0 | 0 | 0 | 0 | 0 | 0 | 0 | 0 | 0 | 0 | 0 | 0 | 0 | 0 | 0 | 0 | 0 | 0 | 0 | 0 | 0 | 0
| 2039 Depreciation | (5)2039=(3)2039*Dep_ratet | £m | [13 empty] | 0 | 0 | 0 | 0 | 0 | 0 | 0 | 0 | 0 | 0 | 0 | 0 | 0 | 0 | 0 | 0 | 0 | 0 | 0 | 0 | 0 | 0 | 0 | 0 | 0 | 0 | 0 | 0 | 0 | 0 | 0 | 0 | 0 | 0 | 0 | 0 | 0
| 2040 Depreciation | (5)2040=(3)2040*Dep_ratet | £m | [14 empty] | 0 | 0 | 0 | 0 | 0 | 0 | 0 | 0 | 0 | 0 | 0 | 0 | 0 | 0 | 0 | 0 | 0 | 0 | 0 | 0 | 0 | 0 | 0 | 0 | 0 | 0 | 0 | 0 | 0 | 0 | 0 | 0 | 0 | 0 | 0 | 0
| 2041 Depreciation | (5)2041=(3)2041*Dep_ratet | £m | [15 empty] | 0 | 0 | 0 | 0 | 0 | 0 | 0 | 0 | 0 | 0 | 0 | 0 | 0 | 0 | 0 | 0 | 0 | 0 | 0 | 0 | 0 | 0 | 0 | 0 | 0 | 0 | 0 | 0 | 0 | 0 | 0 | 0 | 0 | 0 | 0
| 2042 Depreciation | (5)2042=(3)2042*Dep_ratet | £m | [16 empty] | 0 | 0 | 0 | 0 | 0 | 0 | 0 | 0 | 0 | 0 | 0 | 0 | 0 | 0 | 0 | 0 | 0 | 0 | 0 | 0 | 0 | 0 | 0 | 0 | 0 | 0 | 0 | 0 | 0 | 0 | 0 | 0 | 0 | 0
| 2043 Depreciation | (5)2043=(3)2043*Dep_ratet | £m | [17 empty] | 0 | 0 | 0 | 0 | 0 | 0 | 0 | 0 | 0 | 0 | 0 | 0 | 0 | 0 | 0 | 0 | 0 | 0 | 0 | 0 | 0 | 0 | 0 | 0 | 0 | 0 | 0 | 0 | 0 | 0 | 0 | 0 | 0
| 2044 Depreciation | (5)2044=(3)2044*Dep_ratet | £m | [18 empty] | 0 | 0 | 0 | 0 | 0 | 0 | 0 | 0 | 0 | 0 | 0 | 0 | 0 | 0 | 0 | 0 | 0 | 0 | 0 | 0 | 0 | 0 | 0 | 0 | 0 | 0 | 0 | 0 | 0 | 0 | 0 | 0
| 2045 Depreciation | (5)2045=(3)2045*Dep_ratet | £m | [19 empty] | 0 | 0 | 0 | 0 | 0 | 0 | 0 | 0 | 0 | 0 | 0 | 0 | 0 | 0 | 0 | 0 | 0 | 0 | 0 | 0 | 0 | 0 | 0 | 0 | 0 | 0 | 0 | 0 | 0 | 0 | 0
| 2046 Depreciation | (5)2046=(3)2046*Dep_ratet | £m | [20 empty] | 0 | 0 | 0 | 0 | 0 | 0 | 0 | 0 | 0 | 0 | 0 | 0 | 0 | 0 | 0 | 0 | 0 | 0 | 0 | 0 | 0 | 0 | 0 | 0 | 0 | 0 | 0 | 0 | 0 | 0
| 2047 Depreciation | (5)2047=(3)2047*Dep_ratet | £m | 2048: 0; 2049: 0; 2050: 0; 2051: 0; 2052: 0; 2053: 0; 2054: 0; 2055: 0; 2056: 0; 2057: 0; 2058: 0; 2059: 0; 2060: 0; 2061: 0; 2062: 0; 2063: 0; 2064: 0; 2065: 0; 2066: 0; 2067: 0; 2068: 0; 2069: 0; 2070: 0; 2071: 0; 2072: 0; 2073: 0; 2074: 0; 2075: 0; 2076: 0
| 2048 Depreciation | (5)2048=(3)2048*Dep_ratet | £m | 2049: 0; 2050: 0; 2051: 0; 2052: 0; 2053: 0; 2054: 0; 2055: 0; 2056: 0; 2057: 0; 2058: 0; 2059: 0; 2060: 0; 2061: 0; 2062: 0; 2063: 0; 2064: 0; 2065: 0; 2066: 0; 2067: 0; 2068: 0; 2069: 0; 2070: 0; 2071: 0; 2072: 0; 2073: 0; 2074: 0; 2075: 0; 2076: 0
| 2049 Depreciation | (5)2049=(3)2049*Dep_ratet | £m | 2050: 0; 2051: 0; 2052: 0; 2053: 0; 2054: 0; 2055: 0; 2056: 0; 2057: 0; 2058: 0; 2059: 0; 2060: 0; 2061: 0; 2062: 0; 2063: 0; 2064: 0; 2065: 0; 2066: 0; 2067: 0; 2068: 0; 2069: 0; 2070: 0; 2071: 0; 2072: 0; 2073: 0; 2074: 0; 2075: 0; 2076: 0
| 2050 Depreciation | (5)2050=(3)2050*Dep_ratet | £m
| 2051 Depreciation | (5)2051=(3)2051*Dep_ratet | £m
| 2052 Depreciation | (5)2052=(3)2052*Dep_ratet | £m
| 2053 Depreciation | (5)2053=(3)2053*Dep_ratet | £m
| 2054 Depreciation | (5)2054=(3)2054*Dep_ratet | £m
| 2055 Depreciation | (5)2055=(3)2055*Dep_ratet | £m
| 2056 Depreciation | (5)2056=(3)2056*Dep_ratet | £m
| 2057 Depreciation | (5)2057=(3)2057*Dep_ratet | £m
| 2058 Depreciation | (5)2058=(3)2058*Dep_ratet | £m
| 2059 Depreciation | (5)2059=(3)2059*Dep_ratet | £m
| 2060 Depreciation | (5)2060=(3)2060*Dep_ratet | £m
| 2061 Depreciation | (5)2061=(3)2061*Dep_ratet | £m
| 2062 Depreciation | (5)2062=(3)2062*Dep_ratet | £m
| 2063 Depreciation | (5)2063=(3)2063*Dep_ratet | £m
| 2064 Depreciation | (5)2064=(3)2064*Dep_ratet | £m
| 2065 Depreciation | (5)2065=(3)2065*Dep_ratet | £m
| 2066 Depreciation | (5)2066=(3)2066*Dep_ratet | £m
| 2067 Depreciation | (5)2067=(3)2067*Dep_ratet | £m
| 2068 Depreciation | (5)2068=(3)2068*Dep_ratet | £m
| 2069 Depreciation | (5)2069=(3)2069*Dep_ratet | £m
| 2070 Depreciation | (5)2070=(3)2070*Dep_ratet | £m
| Depreciation | (5)=∑(5)t | £m | 0 | 0 | -0.0052243 | -0.0049868 | -0.0047493 | -0.0045119 | -0.0042744 | -0.0040369 | -0.0037995 | -0.003562 | -0.0033245 | -0.0030871 | -0.0028496 | -0.0026121 | -0.0023747 | -0.0021372 | -0.0018997 | -0.0016623 | -0.0014248 | -0.0011873 | -0.00094987 | -0.0007124 | -0.00047493 | -0.00023747 | 0 | 0 | 0 | 0 | 0 | 0 | 0 | 0 | 0 | 0 | 0 | 0 | 0 | 0 | 0 | 0 | 0 | 0 | 0 | 0 | 0 | 0 | 0 | 0 | 0 | 0
| Opening RAV balance | (6op)t=(6cl)t-1 | £m | 0 | 0 | -0.060079 | -0.054855 | -0.049868 | -0.045119 | -0.040607 | -0.036332 | -0.032296 | -0.028496 | -0.024934 | -0.02161 | -0.018522 | -0.015673 | -0.013061 | -0.010686 | -0.0085488 | -0.0066491 | -0.0049868 | -0.003562 | -0.0023747 | -0.0014248 | -0.0007124 | -0.00023747 | -5.0415e-18 | -5.0415e-18 | -5.0415e-18 | -5.0415e-18 | -5.0415e-18 | -5.0415e-18 | -5.0415e-18 | -5.0415e-18 | -5.0415e-18 | -5.0415e-18 | -5.0415e-18 | -5.0415e-18 | -5.0415e-18 | -5.0415e-18 | -5.0415e-18 | -5.0415e-18 | -5.0415e-18 | -5.0415e-18 | -5.0415e-18 | -5.0415e-18 | -5.0415e-18 | -5.0415e-18 | -5.0415e-18 | -5.0415e-18 | -5.0415e-18 | -5.0415e-18
| Discounted RAV balance | (6D)=(6cl)*(1/1+WACC)) | £m | 0 | -0.057813 | -0.052786 | -0.047987 | -0.043417 | -0.039075 | -0.034962 | -0.031077 | -0.027421 | -0.023994 | -0.020794 | -0.017824 | -0.015082 | -0.012568 | -0.010283 | -0.0082263 | -0.0063983 | -0.0047987 | -0.0034276 | -0.0022851 | -0.0013711 | -0.00068553 | -0.00022851 | -4.8514e-18 | -4.8514e-18 | -4.8514e-18 | -4.8514e-18 | -4.8514e-18 | -4.8514e-18 | -4.8514e-18 | -4.8514e-18 | -4.8514e-18 | -4.8514e-18 | -4.8514e-18 | -4.8514e-18 | -4.8514e-18 | -4.8514e-18 | -4.8514e-18 | -4.8514e-18 | -4.8514e-18 | -4.8514e-18 | -4.8514e-18 | -4.8514e-18 | -4.8514e-18 | -4.8514e-18 | -4.8514e-18 | -4.8514e-18 | -4.8514e-18 | -4.8514e-18 | -4.8514e-18
| Closing RAV balance | (6cl)=(3)-(5)+(6op) | £m | 0 | -0.060079 | -0.054855 | -0.049868 | -0.045119 | -0.040607 | -0.036332 | -0.032296 | -0.028496 | -0.024934 | -0.02161 | -0.018522 | -0.015673 | -0.013061 | -0.010686 | -0.0085488 | -0.0066491 | -0.0049868 | -0.003562 | -0.0023747 | -0.0014248 | -0.0007124 | -0.00023747 | -5.0415e-18 | -5.0415e-18 | -5.0415e-18 | -5.0415e-18 | -5.0415e-18 | -5.0415e-18 | -5.0415e-18 | -5.0415e-18 | -5.0415e-18 | -5.0415e-18 | -5.0415e-18 | -5.0415e-18 | -5.0415e-18 | -5.0415e-18 | -5.0415e-18 | -5.0415e-18 | -5.0415e-18 | -5.0415e-18 | -5.0415e-18 | -5.0415e-18 | -5.0415e-18 | -5.0415e-18 | -5.0415e-18 | -5.0415e-18 | -5.0415e-18 | -5.0415e-18 | -5.0415e-18
| Cost of Capital | (6)=avg[(6D),(6op)]xWACC | £m | 0 | -0.0011331 | -0.0022122 | -0.0020157 | -0.0018284 | -0.0016502 | -0.0014811 | -0.0013212 | -0.0011704 | -0.0010288 | -0.00089628 | -0.00077289 | -0.00065864 | -0.00055352 | -0.00045754 | -0.00037068 | -0.00029296 | -0.00022438 | -0.00016492 | -0.0001146 | -7.3416e-05 | -4.1363e-05 | -1.8442e-05 | -4.6544e-06 | -1.939e-19 | -1.939e-19 | -1.939e-19 | -1.939e-19 | -1.939e-19 | -1.939e-19 | -1.939e-19 | -1.939e-19 | -1.939e-19 | -1.939e-19 | -1.939e-19 | -1.939e-19 | -1.939e-19 | -1.939e-19 | -1.939e-19 | -1.939e-19 | -1.939e-19 | -1.939e-19 | -1.939e-19 | -1.939e-19 | -1.939e-19 | -1.939e-19 | -1.939e-19 | -1.939e-19 | -1.939e-19 | -1.939e-19
| Total Capitalised Costs | (7)=(5)+(6) | £m | 0 | -0.0011331 | -0.0074364 | -0.0070025 | -0.0065777 | -0.0061621 | -0.0057556 | -0.0053582 | -0.0049699 | -0.0045908 | -0.0042208 | -0.00386 | -0.0035082 | -0.0031657 | -0.0028322 | -0.0025079 | -0.0021927 | -0.0018866 | -0.0015897 | -0.0013019 | -0.0010233 | -0.00075376 | -0.00049338 | -0.00024212 | -1.939e-19 | -1.939e-19 | -1.939e-19 | -1.939e-19 | -1.939e-19 | -1.939e-19 | -1.939e-19 | -1.939e-19 | -1.939e-19 | -1.939e-19 | -1.939e-19 | -1.939e-19 | -1.939e-19 | -1.939e-19 | -1.939e-19 | -1.939e-19 | -1.939e-19 | -1.939e-19 | -1.939e-19 | -1.939e-19 | -1.939e-19 | -1.939e-19 | -1.939e-19 | -1.939e-19 | -1.939e-19 | -1.939e-19
| Total Non-Capitalised Costs | (4) + Total Opex + Total Pass Through Costs |  | -0.08584 | -0.4242 | -0.089308 | 0 | -0.092916 | 0 | -0.4379 | 0 | -0.10058 | 0 | -0.10464 | -0.38051 | -0.10887 | 0 | -0.11326 | 0 | -0.54215 | 0 | -0.1226 | 0 | -0.12755 | -0.47316 | -0.13271 | 0 | -0.13807 | 0 | -0.67128 | 0 | -0.14945 | 0 | -0.15549 | -0.58838 | -0.16177 | 0 | -0.1683 | 0 | -0.83121 | 0 | -0.18218 | 0 | -0.18954 | -0.73164 | -0.1972 | 0 | -0.20516 | 0 | -1.0293 | 0 | -0.22207 | 0
| Total Direct Costs |  |  | -0.08584 | -0.42533 | -0.096744 | -0.0070025 | -0.099494 | -0.0061621 | -0.44365 | -0.0053582 | -0.10555 | -0.0045908 | -0.10886 | -0.38437 | -0.11237 | -0.0031657 | -0.1161 | -0.0025079 | -0.54435 | -0.0018866 | -0.12419 | -0.0013019 | -0.12858 | -0.47392 | -0.1332 | -0.00024212 | -0.13807 | -1.939e-19 | -0.67128 | -1.939e-19 | -0.14945 | -1.939e-19 | -0.15549 | -0.58838 | -0.16177 | -1.939e-19 | -0.1683 | -1.939e-19 | -0.83121 | -1.939e-19 | -0.18218 | -1.939e-19 | -0.18954 | -0.73164 | -0.1972 | -1.939e-19 | -0.20516 | -1.939e-19 | -1.0293 | -1.939e-19 | -0.22207 | -1.939e-19
Societal Costs/Benefits
Calculated values
| Category | Description |  | 2027 | 2028 | 2029 | 2030 | 2031 | 2032 | 2033 | 2034 | 2035 | 2036 | 2037 | 2038 | 2039 | 2040 | 2041 | 2042 | 2043 | 2044 | 2045 | 2046 | 2047 | 2048 | 2049 | 2050 | 2051 | 2052 | 2053 | 2054 | 2055 | 2056 | 2057 | 2058 | 2059 | 2060 | 2061 | 2062 | 2063 | 2064 | 2065 | 2066 | 2067 | 2068 | 2069 | 2070 | 2071 | 2072 | 2073 | 2074 | 2075 | 2076
Non-financial benefits/costs - values | Environmental | Leakage | £m | 0 | 0 | 0 | 0 | 0 | 0 | 0 | 0 | 0 | 0 | 0 | 0 | 0 | 0 | 0 | 0 | 0 | 0 | 0 | 0 | 0 | 0 | 0 | 0 | 0 | 0 | 0 | 0 | 0 | 0 | 0 | 0 | 0 | 0 | 0 | 0 | 0 | 0 | 0 | 0 | 0 | 0 | 0 | 0 | 0 | 0 | 0 | 0 | 0 | 0
| Environmental |  | £m
| Environmental |  | £m
| Safety | Fatality risk | £m | 0 | 0 | 0 | 0 | 0 | 0 | 0 | 0 | 0 | 0 | 0 | 0 | 0 | 0 | 0 | 0 | 0 | 0 | 0 | 0 | 0 | 0 | 0 | 0 | 0 | 0 | 0 | 0 | 0 | 0 | 0 | 0 | 0 | 0 | 0 | 0 | 0 | 0 | 0 | 0 | 0 | 0 | 0 | 0 | 0 | 0 | 0 | 0 | 0 | 0
| Safety | Non-Fatality risk | £m | 0 | 0 | 0 | 0 | 0 | 0 | 0 | 0 | 0 | 0 | 0 | 0 | 0 | 0 | 0 | 0 | 0 | 0 | 0 | 0 | 0 | 0 | 0 | 0 | 0 | 0 | 0 | 0 | 0 | 0 | 0 | 0 | 0 | 0 | 0 | 0 | 0 | 0 | 0 | 0 | 0 | 0 | 0 | 0 | 0 | 0 | 0 | 0 | 0 | 0
| Safety |  | £m
| Safety |  | £m
| Financial | NGN VF Financial Risk | £m
| Financial | NGN VF Customer Risk | £m | -9.297 | -9.3714 | -9.454 | -9.5381 | -9.6237 | -9.7109 | -9.7996 | -9.8901 | -9.9823 | -10.0762 | -10.172 | -10.2697 | -10.3694 | -10.4712 | -10.575 | -10.6811 | -10.7894 | -10.9001 | -11.0132 | -11.1289 | -11.2471 | -11.3681 | -11.4919 | -11.6186 | -11.7484 | -11.8813 | -12.0174 | -12.157 | -12.3001 | -12.4468 | -12.5974 | -12.7519 | -12.9105 | -13.0733 | -13.2406 | -13.4125 | -13.5892 | -13.7709 | -13.9577 | -14.15 | -14.3479 | -14.5516 | -14.7614 | -14.9775 | -15.2002 | -15.4298 | -15.6665 | -15.9107 | -16.1626 | -16.4226
| Financial | NGN VF Compliance Risk | £m
| Other |  | £m
| Other |  | £m
Inputs
| Category | Description |  | 2027 | 2028 | 2029 | 2030 | 2031 | 2032 | 2033 | 2034 | 2035 | 2036 | 2037 | 2038 | 2039 | 2040 | 2041 | 2042 | 2043 | 2044 | 2045 | 2046 | 2047 | 2048 | 2049 | 2050 | 2051 | 2052 | 2053 | 2054 | 2055 | 2056 | 2057 | 2058 | 2059 | 2060 | 2061 | 2062 | 2063 | 2064 | 2065 | 2066 | 2067 | 2068 | 2069 | 2070 | 2071 | 2072 | 2073 | 2074 | 2075 | 2076
Non-financial benefits/costs - inputs | Environmental | Leakage | GWh
Environmental
Environmental
| Safety | Fatality risk
| Safety | Non-Fatality risk
Safety
Safety
Other
Other
Other
Other
Other
Alternative carbon calculations |  |  |  | 2027 | 2028 | 2029 | 2030 | 2031 | 2032 | 2033 | 2034 | 2035 | 2036 | 2037 | 2038 | 2039 | 2040 | 2041 | 2042 | 2043 | 2044 | 2045 | 2046 | 2047 | 2048 | 2049 | 2050 | 2051 | 2052 | 2053 | 2054 | 2055 | 2056 | 2057 | 2058 | 2059 | 2060 | 2061 | 2062 | 2063 | 2064 | 2065 | 2066 | 2067 | 2068 | 2069 | 2070 | 2071 | 2072 | 2073 | 2074 | 2075 | 2076
Environmental costs - low CO2 cost | Environmental | Leakage | £m | 0 | 0 | 0 | 0 | 0 | 0 | 0 | 0 | 0 | 0 | 0 | 0 | 0 | 0 | 0 | 0 | 0 | 0 | 0 | 0 | 0 | 0 | 0 | 0 | 0 | 0 | 0 | 0 | 0 | 0 | 0 | 0 | 0 | 0 | 0 | 0 | 0 | 0 | 0 | 0 | 0 | 0 | 0 | 0 | 0 | 0 | 0 | 0 | 0 | 0
| Environmental |  | £m
| Environmental |  | £m
Environmental costs - high CO2 cost | Environmental | Leakage | £m | 0 | 0 | 0 | 0 | 0 | 0 | 0 | 0 | 0 | 0 | 0 | 0 | 0 | 0 | 0 | 0 | 0 | 0 | 0 | 0 | 0 | 0 | 0 | 0 | 0 | 0 | 0 | 0 | 0 | 0 | 0 | 0 | 0 | 0 | 0 | 0 | 0 | 0 | 0 | 0 | 0 | 0 | 0 | 0 | 0 | 0 | 0 | 0 | 0 | 0
| Environmental |  | £m
| Environmental |  | £m
Net Present Values
Discount factors and summary
|  |  |  | 2027 | 2028 | 2029 | 2030 | 2031 | 2032 | 2033 | 2034 | 2035 | 2036 | 2037 | 2038 | 2039 | 2040 | 2041 | 2042 | 2043 | 2044 | 2045 | 2046 | 2047 | 2048 | 2049 | 2050 | 2051 | 2052 | 2053 | 2054 | 2055 | 2056 | 2057 | 2058 | 2059 | 2060 | 2061 | 2062 | 2063 | 2064 | 2065 | 2066 | 2067 | 2068 | 2069 | 2070 | 2071 | 2072 | 2073 | 2074 | 2075 | 2076
Discount factors | Discount factor (Non-Safety) | =1/[(1+SRTP)^n] | % | 100% | 96.62% | 93.35% | 90.19% | 87.14% | 84.2% | 81.35% | 78.6% | 75.94% | 73.37% | 70.89% | 68.49% | 66.18% | 63.94% | 61.78% | 59.69% | 57.67% | 55.72% | 53.84% | 52.02% | 50.26% | 48.56% | 46.92% | 45.33% | 43.8% | 42.31% | 40.88% | 39.5% | 38.17% | 36.87% | 35.63% | 34.59% | 33.58% | 32.6% | 31.65% | 30.73% | 29.84% | 28.97% | 28.12% | 27.31% | 26.51% | 25.74% | 24.99% | 24.26% | 23.55% | 22.87% | 22.2% | 21.56% | 20.93% | 20.32%
| Discount factor (Safety) | =1/[(1+HDR)^n] | % | 100% | 98.52% | 97.07% | 95.63% | 94.22% | 92.83% | 91.45% | 90.1% | 88.77% | 87.46% | 86.17% | 84.89% | 83.64% | 82.4% | 81.18% | 79.99% | 78.8% | 77.64% | 76.49% | 75.36% | 74.25% | 73.15% | 72.07% | 71% | 69.95% | 68.92% | 67.9% | 66.9% | 65.91% | 64.94% | 63.98% | 63.16% | 62.36% | 61.57% | 60.79% | 60.02% | 59.25% | 58.5% | 57.76% | 57.03% | 56.3% | 55.59% | 54.88% | 54.18% | 53.5% | 52.82% | 52.15% | 51.48% | 50.83% | 50.19%
Summary of discounted costs/benefits | Capex |  | £m | 0 | -0.1153 | -0.006942 | -0.0063159 | -0.0057321 | -0.0051883 | -0.0046822 | -0.0042115 | -0.0037742 | -0.0033684 | -0.0029922 | -0.0026439 | -0.0023217 | -0.0020241 | -0.0017497 | -0.0014969 | -0.0012645 | -0.0010512 | -0.00085585 | -0.00067721 | -0.00051427 | -0.00036601 | -0.00023147 | -0.00010975 | -8.492e-20 | -8.2049e-20 | -7.9274e-20 | -7.6593e-20 | -7.4003e-20 | -7.1501e-20 | -6.9083e-20 | -6.7071e-20 | -6.5117e-20 | -6.322e-20 | -6.1379e-20 | -5.9591e-20 | -5.7856e-20 | -5.6171e-20 | -5.4535e-20 | -5.2946e-20 | -5.1404e-20 | -4.9907e-20 | -4.8453e-20 | -4.7042e-20 | -4.5672e-20 | -4.4342e-20 | -4.305e-20 | -4.1796e-20 | -4.0579e-20 | -3.9397e-20
| Opex |  | £m | -0.08584 | -0.29565 | -0.08337 | 0 | -0.080971 | 0 | -0.35623 | 0 | -0.076378 | 0 | -0.07418 | -0.26063 | -0.072046 | 0 | -0.069972 | 0 | -0.31266 | 0 | -0.066003 | 0 | -0.064104 | -0.22975 | -0.06226 | 0 | -0.060468 | 0 | -0.27444 | 0 | -0.057038 | 0 | -0.055397 | -0.20352 | -0.054326 | 0 | -0.053277 | 0 | -0.24802 | 0 | -0.051238 | 0 | -0.050247 | -0.18831 | -0.049276 | 0 | -0.048324 | 0 | -0.22853 | 0 | -0.046475 | 0
| Pass Through Costs |  | £m | 0 | 0 | 0 | 0 | 0 | 0 | 0 | 0 | 0 | 0 | 0 | 0 | 0 | 0 | 0 | 0 | 0 | 0 | 0 | 0 | 0 | 0 | 0 | 0 | 0 | 0 | 0 | 0 | 0 | 0 | 0 | 0 | 0 | 0 | 0 | 0 | 0 | 0 | 0 | 0 | 0 | 0 | 0 | 0 | 0 | 0 | 0 | 0 | 0 | 0
| Environmental - central CO2 cost |  | £m | 0 | 0 | 0 | 0 | 0 | 0 | 0 | 0 | 0 | 0 | 0 | 0 | 0 | 0 | 0 | 0 | 0 | 0 | 0 | 0 | 0 | 0 | 0 | 0 | 0 | 0 | 0 | 0 | 0 | 0 | 0 | 0 | 0 | 0 | 0 | 0 | 0 | 0 | 0 | 0 | 0 | 0 | 0 | 0 | 0 | 0 | 0 | 0 | 0 | 0
| Environmental - low CO2 cost |  | £m | 0 | 0 | 0 | 0 | 0 | 0 | 0 | 0 | 0 | 0 | 0 | 0 | 0 | 0 | 0 | 0 | 0 | 0 | 0 | 0 | 0 | 0 | 0 | 0 | 0 | 0 | 0 | 0 | 0 | 0 | 0 | 0 | 0 | 0 | 0 | 0 | 0 | 0 | 0 | 0 | 0 | 0 | 0 | 0 | 0 | 0 | 0 | 0 | 0 | 0
| Environmental - high CO2 cost |  | £m | 0 | 0 | 0 | 0 | 0 | 0 | 0 | 0 | 0 | 0 | 0 | 0 | 0 | 0 | 0 | 0 | 0 | 0 | 0 | 0 | 0 | 0 | 0 | 0 | 0 | 0 | 0 | 0 | 0 | 0 | 0 | 0 | 0 | 0 | 0 | 0 | 0 | 0 | 0 | 0 | 0 | 0 | 0 | 0 | 0 | 0 | 0 | 0 | 0 | 0
| Safety |  | £m | 0 | 0 | 0 | 0 | 0 | 0 | 0 | 0 | 0 | 0 | 0 | 0 | 0 | 0 | 0 | 0 | 0 | 0 | 0 | 0 | 0 | 0 | 0 | 0 | 0 | 0 | 0 | 0 | 0 | 0 | 0 | 0 | 0 | 0 | 0 | 0 | 0 | 0 | 0 | 0 | 0 | 0 | 0 | 0 | 0 | 0 | 0 | 0 | 0 | 0
| Financial |  | £m | -9.297 | -9.0545 | -8.8254 | -8.6028 | -8.3865 | -8.1763 | -7.972 | -7.7735 | -7.5806 | -7.3932 | -7.2111 | -7.0342 | -6.8623 | -6.6953 | -6.5331 | -6.3754 | -6.2223 | -6.0736 | -5.9291 | -5.7887 | -5.6524 | -5.52 | -5.3914 | -5.2666 | -5.1453 | -5.0275 | -4.9132 | -4.8022 | -4.6944 | -4.5897 | -4.4882 | -4.4109 | -4.3357 | -4.2625 | -4.1913 | -4.122 | -4.0547 | -3.9892 | -3.9256 | -3.8638 | -3.8037 | -3.7453 | -3.6887 | -3.6337 | -3.5803 | -3.5285 | -3.4783 | -3.4296 | -3.3824 | -3.3368
| Other |  | £m | 0 | 0 | 0 | 0 | 0 | 0 | 0 | 0 | 0 | 0 | 0 | 0 | 0 | 0 | 0 | 0 | 0 | 0 | 0 | 0 | 0 | 0 | 0 | 0 | 0 | 0 | 0 | 0 | 0 | 0 | 0 | 0 | 0 | 0 | 0 | 0 | 0 | 0 | 0 | 0 | 0 | 0 | 0 | 0 | 0 | 0 | 0 | 0 | 0 | 0
Annual Total | Total - central carbon cost |  | £m | -9.3828 | -9.4655 | -8.9158 | -8.6092 | -8.4732 | -8.1815 | -8.3329 | -7.7777 | -7.6608 | -7.3966 | -7.2883 | -7.2975 | -6.9367 | -6.6973 | -6.6048 | -6.3769 | -6.5362 | -6.0746 | -5.9959 | -5.7894 | -5.717 | -5.7501 | -5.4539 | -5.2667 | -5.2058 | -5.0275 | -5.1876 | -4.8022 | -4.7514 | -4.5897 | -4.5436 | -4.6144 | -4.39 | -4.2625 | -4.2446 | -4.122 | -4.3027 | -3.9892 | -3.9768 | -3.8638 | -3.8539 | -3.9336 | -3.7379 | -3.6337 | -3.6286 | -3.5285 | -3.7068 | -3.4296 | -3.4289 | -3.3368
| Total - low carbon cost |  | £m | -9.3828 | -9.4655 | -8.9158 | -8.6092 | -8.4732 | -8.1815 | -8.3329 | -7.7777 | -7.6608 | -7.3966 | -7.2883 | -7.2975 | -6.9367 | -6.6973 | -6.6048 | -6.3769 | -6.5362 | -6.0746 | -5.9959 | -5.7894 | -5.717 | -5.7501 | -5.4539 | -5.2667 | -5.2058 | -5.0275 | -5.1876 | -4.8022 | -4.7514 | -4.5897 | -4.5436 | -4.6144 | -4.39 | -4.2625 | -4.2446 | -4.122 | -4.3027 | -3.9892 | -3.9768 | -3.8638 | -3.8539 | -3.9336 | -3.7379 | -3.6337 | -3.6286 | -3.5285 | -3.7068 | -3.4296 | -3.4289 | -3.3368
| Total - high carbon cost |  | £m | -9.3828 | -9.4655 | -8.9158 | -8.6092 | -8.4732 | -8.1815 | -8.3329 | -7.7777 | -7.6608 | -7.3966 | -7.2883 | -7.2975 | -6.9367 | -6.6973 | -6.6048 | -6.3769 | -6.5362 | -6.0746 | -5.9959 | -5.7894 | -5.717 | -5.7501 | -5.4539 | -5.2667 | -5.2058 | -5.0275 | -5.1876 | -4.8022 | -4.7514 | -4.5897 | -4.5436 | -4.6144 | -4.39 | -4.2625 | -4.2446 | -4.122 | -4.3027 | -3.9892 | -3.9768 | -3.8638 | -3.8539 | -3.9336 | -3.7379 | -3.6337 | -3.6286 | -3.5285 | -3.7068 | -3.4296 | -3.4289 | -3.3368
Net Present Value | NPV - central carbon cost |  | £m | -9.3828 | -18.8483 | -27.7641 | -36.3732 | -44.8464 | -53.0279 | -61.3608 | -69.1386 | -76.7994 | -84.196 | -91.4843 | -98.7818 | -105.7184 | -112.4158 | -119.0206 | -125.3975 | -131.9338 | -138.0084 | -144.0043 | -149.7937 | -155.5108 | -161.2609 | -166.7148 | -171.9815 | -177.1872 | -182.2148 | -187.4024 | -192.2045 | -196.956 | -201.5457 | -206.0893 | -210.7037 | -215.0937 | -219.3562 | -223.6008 | -227.7228 | -232.0255 | -236.0148 | -239.9916 | -243.8554 | -247.7093 | -251.643 | -255.3809 | -259.0146 | -262.6432 | -266.1717 | -269.8785 | -273.3081 | -276.737 | -280.0738
| NPV - low carbon cost |  | £m | -9.3828 | -18.8483 | -27.7641 | -36.3732 | -44.8464 | -53.0279 | -61.3608 | -69.1386 | -76.7994 | -84.196 | -91.4843 | -98.7818 | -105.7184 | -112.4158 | -119.0206 | -125.3975 | -131.9338 | -138.0084 | -144.0043 | -149.7937 | -155.5108 | -161.2609 | -166.7148 | -171.9815 | -177.1872 | -182.2148 | -187.4024 | -192.2045 | -196.956 | -201.5457 | -206.0893 | -210.7037 | -215.0937 | -219.3562 | -223.6008 | -227.7228 | -232.0255 | -236.0148 | -239.9916 | -243.8554 | -247.7093 | -251.643 | -255.3809 | -259.0146 | -262.6432 | -266.1717 | -269.8785 | -273.3081 | -276.737 | -280.0738
| NPV - high carbon cost |  | £m | -9.3828 | -18.8483 | -27.7641 | -36.3732 | -44.8464 | -53.0279 | -61.3608 | -69.1386 | -76.7994 | -84.196 | -91.4843 | -98.7818 | -105.7184 | -112.4158 | -119.0206 | -125.3975 | -131.9338 | -138.0084 | -144.0043 | -149.7937 | -155.5108 | -161.2609 | -166.7148 | -171.9815 | -177.1872 | -182.2148 | -187.4024 | -192.2045 | -196.956 | -201.5457 | -206.0893 | -210.7037 | -215.0937 | -219.3562 | -223.6008 | -227.7228 | -232.0255 | -236.0148 | -239.9916 | -243.8554 | -247.7093 | -251.643 | -255.3809 | -259.0146 | -262.6432 | -266.1717 | -269.8785 | -273.3081 | -276.737 | -280.0738
Comparison to baseline
|  |  |  | 2027 | 2028 | 2029 | 2030 | 2031 | 2032 | 2033 | 2034 | 2035 | 2036 | 2037 | 2038 | 2039 | 2040 | 2041 | 2042 | 2043 | 2044 | 2045 | 2046 | 2047 | 2048 | 2049 | 2050 | 2051 | 2052 | 2053 | 2054 | 2055 | 2056 | 2057 | 2058 | 2059 | 2060 | 2061 | 2062 | 2063 | 2064 | 2065 | 2066 | 2067 | 2068 | 2069 | 2070 | 2071 | 2072 | 2073 | 2074 | 2075 | 2076
Summary of discounted costs/benefits | Capex |  | £m | 0 | -0.1153 | -0.006942 | -0.0063159 | -0.0057321 | -0.0051883 | -0.0046822 | -0.0042115 | -0.0037742 | -0.0033684 | -0.0029922 | -0.0026439 | -0.0023217 | -0.0020241 | -0.0017497 | -0.0014969 | -0.0012645 | -0.0010512 | -0.00085585 | -0.00067721 | -0.00051427 | -0.00036601 | -0.00023147 | -0.00010975 | -8.492e-20 | -8.2049e-20 | -7.9274e-20 | -7.6593e-20 | -7.4003e-20 | -7.1501e-20 | -6.9083e-20 | -6.7071e-20 | -6.5117e-20 | -6.322e-20 | -6.1379e-20 | -5.9591e-20 | -5.7856e-20 | -5.6171e-20 | -5.4535e-20 | -5.2946e-20 | -5.1404e-20 | -4.9907e-20 | -4.8453e-20 | -4.7042e-20 | -4.5672e-20 | -4.4342e-20 | -4.305e-20 | -4.1796e-20 | -4.0579e-20 | -3.9397e-20
| Opex |  | £m | 0 | 0 | 0 | 0 | 0 | 0 | 0 | 0 | 0 | 0 | 0 | 0 | 0 | 0 | 0 | 0 | 0 | 0 | 0 | 0 | 0 | 0 | 0 | 0 | 0 | 0 | 0 | 0 | 0 | 0 | 0 | 0 | 0 | 0 | 0 | 0 | 0 | 0 | 0 | 0 | 0 | 0 | 0 | 0 | 0 | 0 | 0 | 0 | 0 | 0
| Pass Through Costs |  | £m | 0 | 0 | 0 | 0 | 0 | 0 | 0 | 0 | 0 | 0 | 0 | 0 | 0 | 0 | 0 | 0 | 0 | 0 | 0 | 0 | 0 | 0 | 0 | 0 | 0 | 0 | 0 | 0 | 0 | 0 | 0 | 0 | 0 | 0 | 0 | 0 | 0 | 0 | 0 | 0 | 0 | 0 | 0 | 0 | 0 | 0 | 0 | 0 | 0 | 0
| Environmental - central CO2 cost |  | £m | 0 | 0 | 0 | 0 | 0 | 0 | 0 | 0 | 0 | 0 | 0 | 0 | 0 | 0 | 0 | 0 | 0 | 0 | 0 | 0 | 0 | 0 | 0 | 0 | 0 | 0 | 0 | 0 | 0 | 0 | 0 | 0 | 0 | 0 | 0 | 0 | 0 | 0 | 0 | 0 | 0 | 0 | 0 | 0 | 0 | 0 | 0 | 0 | 0 | 0
| Environmental - low CO2 cost |  | £m | 0 | 0 | 0 | 0 | 0 | 0 | 0 | 0 | 0 | 0 | 0 | 0 | 0 | 0 | 0 | 0 | 0 | 0 | 0 | 0 | 0 | 0 | 0 | 0 | 0 | 0 | 0 | 0 | 0 | 0 | 0 | 0 | 0 | 0 | 0 | 0 | 0 | 0 | 0 | 0 | 0 | 0 | 0 | 0 | 0 | 0 | 0 | 0 | 0 | 0
| Environmental - high CO2 cost |  | £m | 0 | 0 | 0 | 0 | 0 | 0 | 0 | 0 | 0 | 0 | 0 | 0 | 0 | 0 | 0 | 0 | 0 | 0 | 0 | 0 | 0 | 0 | 0 | 0 | 0 | 0 | 0 | 0 | 0 | 0 | 0 | 0 | 0 | 0 | 0 | 0 | 0 | 0 | 0 | 0 | 0 | 0 | 0 | 0 | 0 | 0 | 0 | 0 | 0 | 0
| Safety |  | £m | 0 | 0 | 0 | 0 | 0 | 0 | 0 | 0 | 0 | 0 | 0 | 0 | 0 | 0 | 0 | 0 | 0 | 0 | 0 | 0 | 0 | 0 | 0 | 0 | 0 | 0 | 0 | 0 | 0 | 0 | 0 | 0 | 0 | 0 | 0 | 0 | 0 | 0 | 0 | 0 | 0 | 0 | 0 | 0 | 0 | 0 | 0 | 0 | 0 | 0
| Financial |  |  | 0 | 0.006887 | 0.0070136 | 0.0071303 | 0.0072375 | 0.0073357 | 0.0074251 | 0.0075061 | 0.0075792 | 0.0076446 | 0.0077027 | 0.0077537 | 0.0077981 | 0.0078361 | 0.0078679 | 0.0078939 | 0.0079143 | 0.0079294 | 0.0079394 | 0.0079445 | 0.0079451 | 0.0079412 | 0.0079332 | 0.0079212 | 0.0079054 | 0.007886 | 0.0078632 | 0.0078372 | 0.0078081 | 0.0077761 | 0.0077413 | 0.0077414 | 0.0077388 | 0.0077336 | 0.007726 | 0.007716 | 0.0077038 | 0.0076894 | 0.0076729 | 0.0076544 | 0.007634 | 0.0076118 | 0.0075878 | 0.0075621 | 0.0075348 | 0.007506 | 0.0074757 | 0.007444 | 0.007411 | 0.0073767
| Other |  | £m | 0 | 0 | 0 | 0 | 0 | 0 | 0 | 0 | 0 | 0 | 0 | 0 | 0 | 0 | 0 | 0 | 0 | 0 | 0 | 0 | 0 | 0 | 0 | 0 | 0 | 0 | 0 | 0 | 0 | 0 | 0 | 0 | 0 | 0 | 0 | 0 | 0 | 0 | 0 | 0 | 0 | 0 | 0 | 0 | 0 | 0 | 0 | 0 | 0 | 0
Annual Total | Total - central carbon cost |  | £m | 0 | -0.10841 | 7.1598e-05 | 0.00081444 | 0.0015054 | 0.0021474 | 0.0027429 | 0.0032947 | 0.003805 | 0.0042762 | 0.0047105 | 0.0051099 | 0.0054764 | 0.0058119 | 0.0061182 | 0.0063969 | 0.0066497 | 0.0068781 | 0.0070835 | 0.0072673 | 0.0074308 | 0.0075752 | 0.0077017 | 0.0078114 | 0.0079054 | 0.007886 | 0.0078632 | 0.0078372 | 0.0078081 | 0.0077761 | 0.0077413 | 0.0077414 | 0.0077388 | 0.0077336 | 0.007726 | 0.007716 | 0.0077038 | 0.0076894 | 0.0076729 | 0.0076544 | 0.007634 | 0.0076118 | 0.0075878 | 0.0075621 | 0.0075348 | 0.007506 | 0.0074757 | 0.007444 | 0.007411 | 0.0073767
| Total - low carbon cost |  | £m | 0 | -0.10841 | 7.1598e-05 | 0.00081444 | 0.0015054 | 0.0021474 | 0.0027429 | 0.0032947 | 0.003805 | 0.0042762 | 0.0047105 | 0.0051099 | 0.0054764 | 0.0058119 | 0.0061182 | 0.0063969 | 0.0066497 | 0.0068781 | 0.0070835 | 0.0072673 | 0.0074308 | 0.0075752 | 0.0077017 | 0.0078114 | 0.0079054 | 0.007886 | 0.0078632 | 0.0078372 | 0.0078081 | 0.0077761 | 0.0077413 | 0.0077414 | 0.0077388 | 0.0077336 | 0.007726 | 0.007716 | 0.0077038 | 0.0076894 | 0.0076729 | 0.0076544 | 0.007634 | 0.0076118 | 0.0075878 | 0.0075621 | 0.0075348 | 0.007506 | 0.0074757 | 0.007444 | 0.007411 | 0.0073767
| Total - high carbon cost |  | £m | 0 | -0.10841 | 7.1598e-05 | 0.00081444 | 0.0015054 | 0.0021474 | 0.0027429 | 0.0032947 | 0.003805 | 0.0042762 | 0.0047105 | 0.0051099 | 0.0054764 | 0.0058119 | 0.0061182 | 0.0063969 | 0.0066497 | 0.0068781 | 0.0070835 | 0.0072673 | 0.0074308 | 0.0075752 | 0.0077017 | 0.0078114 | 0.0079054 | 0.007886 | 0.0078632 | 0.0078372 | 0.0078081 | 0.0077761 | 0.0077413 | 0.0077414 | 0.0077388 | 0.0077336 | 0.007726 | 0.007716 | 0.0077038 | 0.0076894 | 0.0076729 | 0.0076544 | 0.007634 | 0.0076118 | 0.0075878 | 0.0075621 | 0.0075348 | 0.007506 | 0.0074757 | 0.007444 | 0.007411 | 0.0073767
Net Present Value | Total - central carbon cost |  | £m | 0 | -0.10841 | -0.10834 | -0.10752 | -0.10602 | -0.10387 | -0.10113 | -0.097832 | -0.094027 | -0.089751 | -0.08504 | -0.07993 | -0.074454 | -0.068642 | -0.062524 | -0.056127 | -0.049477 | -0.042599 | -0.035515 | -0.028248 | -0.020817 | -0.013242 | -0.0055404 | 0.002271 | 0.010176 | 0.018062 | 0.025926 | 0.033763 | 0.041571 | 0.049347 | 0.057088 | 0.06483 | 0.072568 | 0.080302 | 0.088028 | 0.095744 | 0.10345 | 0.11114 | 0.11881 | 0.12646 | 0.1341 | 0.14171 | 0.1493 | 0.15686 | 0.16439 | 0.1719 | 0.17938 | 0.18682 | 0.19423 | 0.20161
| Total - low carbon cost |  | £m | 0 | -0.10841 | -0.10834 | -0.10752 | -0.10602 | -0.10387 | -0.10113 | -0.097832 | -0.094027 | -0.089751 | -0.08504 | -0.07993 | -0.074454 | -0.068642 | -0.062524 | -0.056127 | -0.049477 | -0.042599 | -0.035515 | -0.028248 | -0.020817 | -0.013242 | -0.0055404 | 0.002271 | 0.010176 | 0.018062 | 0.025926 | 0.033763 | 0.041571 | 0.049347 | 0.057088 | 0.06483 | 0.072568 | 0.080302 | 0.088028 | 0.095744 | 0.10345 | 0.11114 | 0.11881 | 0.12646 | 0.1341 | 0.14171 | 0.1493 | 0.15686 | 0.16439 | 0.1719 | 0.17938 | 0.18682 | 0.19423 | 0.20161
| Total - high carbon cost |  | £m | 0 | -0.10841 | -0.10834 | -0.10752 | -0.10602 | -0.10387 | -0.10113 | -0.097832 | -0.094027 | -0.089751 | -0.08504 | -0.07993 | -0.074454 | -0.068642 | -0.062524 | -0.056127 | -0.049477 | -0.042599 | -0.035515 | -0.028248 | -0.020817 | -0.013242 | -0.0055404 | 0.002271 | 0.010176 | 0.018062 | 0.025926 | 0.033763 | 0.041571 | 0.049347 | 0.057088 | 0.06483 | 0.072568 | 0.080302 | 0.088028 | 0.095744 | 0.10345 | 0.11114 | 0.11881 | 0.12646 | 0.1341 | 0.14171 | 0.1493 | 0.15686 | 0.16439 | 0.1719 | 0.17938 | 0.18682 | 0.19423 | 0.20161
|  |  |  | 2027 | 2028 | 2029 | 2030 | 2031 | 2032 | 2033 | 2034 | 2035 | 2036 | 2037 | 2038 | 2039 | 2040 | 2041 | 2042 | 2043 | 2044 | 2045 | 2046 | 2047 | 2048 | 2049 | 2050 | 2051 | 2052 | 2053 | 2054 | 2055 | 2056 | 2057 | 2058 | 2059 | 2060 | 2061 | 2062 | 2063 | 2064 | 2065 | 2066 | 2067 | 2068 | 2069 | 2070 | 2071 | 2072 | 2073 | 2074 | 2075 | 2076
| Monetised risk - memo line |  | £m | 2027: Note: Overcrossings are not included within the NARM BPDT so this line has not been completed.
Note on B10: Ofgem: Enter as year (eg 2027)
Note on C158: Duncan Innes:GT/GD
Note on C161: Duncan Innes: All sectors
Note on C162: Duncan Innes: All sectors
Note on B229: Ofgem: This line records the total monetised risk of the modelled scenario. It acts as a cross-reference between the CBA and NARM BPDTs and should not directly link to any formulas in the CBA analysis above.

## Option_1 Workings
Additional cost/benefit explanations
Please provide a short explanation of any additional cost/benefit lines that have been completed in addition to the pre-populated ones. This should include both a description of the nature of the cost/benefit, and an explanation of how the value was calculated, citing appropriate sources (eg for relevant global warming potentials). If an explanation has been provided within the EJP, then simply provide a reference to the relevant page number.
Overcrossing inspections OPEX | 232 | x every 2 years | A day's direct NGN cost (£232 based on 2023 CBA).
Reactive interventions | 300000 | Based on Team Street | Based on GD2 experience - 1 in 5 year period. Later with the "do nothing" strategy increase this annually by 1%
Planned intervention | 178276.56 | Based on average refurbishment unit cost and average security cost
| ALL | HP ONLY
Number of assets cond 1 | 94 | 12
Number of assets cond 2 | 147 | 41
Number of assets cond 3 | 87 | 10
Number of assets cond 4 | 36 | 1
Number of assets cond 5 | 6 | 0
Assumptions - Loss of Supply - OPTION 1 | OPTION 1 - refurbish Condition 5 HP overcrossings
Total Risk Formula used for the additional Loss of Supply
| Pre investment PoF - condition 1 | 1% |  | variable input
| Pre investment PoF - condition 2 | 1.05% |  | variable input
| Pre investment PoF - condition 3 | 1.15% |  | variable input
| Pre investment PoF - condition 4 | 1.3% |  | variable input
| Pre investment PoF - condition 5 | 3% |  | variable input
| PoC | 50% |  | variable input
| No. of customers | 5000 |  | ave. no. of customers on distribution overcrossings
| Cost per property | 300 |  | NGN calculated network LoS metric based on historic incidents
| Duration of incident (days) | 3 |  | NGN calculated network LoS metric
| Number of assets cond 1 | 94 |  | Based on current population
| Number of assets cond 2 | 147 |  | Based on current population
| Number of assets cond 3 | 87 |  | Based on current population
| Number of assets cond 4 | 36 |  | Based on current population
| Number of assets cond 5 | 6 |  | Based on current population
|  |  |  | 2027 | 2028 | 2029 | 2030 | 2031 | 2032 | 2033 | 2034 | 2035 | 2036 | 2037 | 2038 | 2039 | 2040 | 2041 | 2042 | 2043 | 2044 | 2045 | 2046 | 2047 | 2048 | 2049 | 2050 | 2051 | 2052 | 2053 | 2054 | 2055 | 2056 | 2057 | 2058 | 2059 | 2060 | 2061 | 2062 | 2063 | 2064 | 2065 | 2066 | 2067 | 2068 | 2069 | 2070 | 2071 | 2072 | 2073 | 2074 | 2075 | 2076
| PoF Deterioation per year Cond 1 | 0.4% |  | 1% | 1.004% | 1.008% | 1.012% | 1.016% | 1.02% | 1.024% | 1.028% | 1.032% | 1.037% | 1.041% | 1.045% | 1.049% | 1.053% | 1.057% | 1.062% | 1.066% | 1.07% | 1.075% | 1.079% | 1.083% | 1.087% | 1.092% | 1.096% | 1.101% | 1.105% | 1.109% | 1.114% | 1.118% | 1.123% | 1.127% | 1.132% | 1.136% | 1.141% | 1.145% | 1.15% | 1.155% | 1.159% | 1.164% | 1.168% | 1.173% | 1.178% | 1.183% | 1.187% | 1.192% | 1.197% | 1.202% | 1.206% | 1.211% | 1.216%
| PoF Deterioation per year Cond 2 | 0.5% |  | 1.05% | 1.055% | 1.061% | 1.066% | 1.071% | 1.077% | 1.082% | 1.087% | 1.093% | 1.098% | 1.104% | 1.109% | 1.115% | 1.12% | 1.126% | 1.132% | 1.137% | 1.143% | 1.149% | 1.154% | 1.16% | 1.166% | 1.172% | 1.178% | 1.184% | 1.189% | 1.195% | 1.201% | 1.207% | 1.213% | 1.219% | 1.226% | 1.232% | 1.238% | 1.244% | 1.25% | 1.257% | 1.263% | 1.269% | 1.275% | 1.282% | 1.288% | 1.295% | 1.301% | 1.308% | 1.314% | 1.321% | 1.327% | 1.334% | 1.341%
| PoF Deterioation per year Cond 3 | 0.9% |  | 1.15% | 1.16% | 1.171% | 1.181% | 1.192% | 1.203% | 1.214% | 1.224% | 1.235% | 1.247% | 1.258% | 1.269% | 1.281% | 1.292% | 1.304% | 1.315% | 1.327% | 1.339% | 1.351% | 1.363% | 1.376% | 1.388% | 1.401% | 1.413% | 1.426% | 1.439% | 1.452% | 1.465% | 1.478% | 1.491% | 1.505% | 1.518% | 1.532% | 1.546% | 1.56% | 1.574% | 1.588% | 1.602% | 1.616% | 1.631% | 1.646% | 1.66% | 1.675% | 1.691% | 1.706% | 1.721% | 1.737% | 1.752% | 1.768% | 1.784%
| PoF Deterioation per year Cond 4 | 1.6% |  | 1.3% | 1.321% | 1.342% | 1.363% | 1.385% | 1.407% | 1.43% | 1.453% | 1.476% | 1.5% | 1.524% | 1.548% | 1.573% | 1.598% | 1.624% | 1.649% | 1.676% | 1.703% | 1.73% | 1.758% | 1.786% | 1.814% | 1.843% | 1.873% | 1.903% | 1.933% | 1.964% | 1.996% | 2.028% | 2.06% | 2.093% | 2.126% | 2.16% | 2.195% | 2.23% | 2.266% | 2.302% | 2.339% | 2.376% | 2.414% | 2.453% | 2.492% | 2.532% | 2.573% | 2.614% | 2.656% | 2.698% | 2.741% | 2.785% | 2.83%
| PoF Deterioation per year Cond 5 | 4.6% |  | 3% | 3.138% | 3.282% | 3.433% | 3.591% | 3.756% | 3.929% | 4.11% | 4.299% | 4.497% | 4.704% | 4.92% | 5.146% | 5.383% | 5.631% | 5.89% | 6.161% | 6.444% | 6.74% | 7.051% | 7.375% | 7.714% | 8.069% | 8.44% | 8.828% | 9.234% | 9.659% | 10.1% | 10.57% | 11.05% | 11.56% | 12.09% | 12.65% | 13.23% | 13.84% | 14.48% | 15.14% | 15.84% | 16.57% | 17.33% | 18.13% | 18.96% | 19.84% | 20.75% | 21.7% | 22.7% | 23.75% | 24.84% | 25.98% | 27.18%
| Number of assets cond 1 |  |  | 94 | 95 | 95 | 95 | 95 | 95 | 95 | 95 | 95 | 95 | 95 | 95 | 95 | 95 | 95 | 95 | 95 | 95 | 95 | 95 | 95 | 95 | 95 | 95 | 95 | 95 | 95 | 95 | 95 | 95 | 95 | 95 | 95 | 95 | 95 | 95 | 95 | 95 | 95 | 95 | 95 | 95 | 95 | 95 | 95 | 95 | 95 | 95 | 95 | 95
| Number of assets cond 2 |  |  | 147 | 147 | 147 | 147 | 147 | 147 | 147 | 147 | 147 | 147 | 147 | 147 | 147 | 147 | 147 | 147 | 147 | 147 | 147 | 147 | 147 | 147 | 147 | 147 | 147 | 147 | 147 | 147 | 147 | 147 | 147 | 147 | 147 | 147 | 147 | 147 | 147 | 147 | 147 | 147 | 147 | 147 | 147 | 147 | 147 | 147 | 147 | 147 | 147 | 147
| Number of assets cond 3 |  |  | 87 | 87 | 87 | 87 | 87 | 87 | 87 | 87 | 87 | 87 | 87 | 87 | 87 | 87 | 87 | 87 | 87 | 87 | 87 | 87 | 87 | 87 | 87 | 87 | 87 | 87 | 87 | 87 | 87 | 87 | 87 | 87 | 87 | 87 | 87 | 87 | 87 | 87 | 87 | 87 | 87 | 87 | 87 | 87 | 87 | 87 | 87 | 87 | 87 | 87
| Number of assets cond 4 |  |  | 36 | 35 | 35 | 35 | 35 | 35 | 35 | 35 | 35 | 35 | 35 | 35 | 35 | 35 | 35 | 35 | 35 | 35 | 35 | 35 | 35 | 35 | 35 | 35 | 35 | 35 | 35 | 35 | 35 | 35 | 35 | 35 | 35 | 35 | 35 | 35 | 35 | 35 | 35 | 35 | 35 | 35 | 35 | 35 | 35 | 35 | 35 | 35 | 35 | 35
| Number of assets cond 5 |  |  | 6 | 6 | 6 | 6 | 6 | 6 | 6 | 6 | 6 | 6 | 6 | 6 | 6 | 6 | 6 | 6 | 6 | 6 | 6 | 6 | 6 | 6 | 6 | 6 | 6 | 6 | 6 | 6 | 6 | 6 | 6 | 6 | 6 | 6 | 6 | 6 | 6 | 6 | 6 | 6 | 6 | 6 | 6 | 6 | 6 | 6 | 6 | 6 | 6 | 6
| Baseline Total Risk (£m) |  |  | -9.297 | -9.3714 | -9.454 | -9.5381 | -9.6237 | -9.7109 | -9.7996 | -9.8901 | -9.9823 | -10.0762 | -10.172 | -10.2697 | -10.3694 | -10.4712 | -10.575 | -10.6811 | -10.7894 | -10.9001 | -11.0132 | -11.1289 | -11.2471 | -11.3681 | -11.4919 | -11.6186 | -11.7484 | -11.8813 | -12.0174 | -12.157 | -12.3001 | -12.4468 | -12.5974 | -12.7519 | -12.9105 | -13.0733 | -13.2406 | -13.4125 | -13.5892 | -13.7709 | -13.9577 | -14.15 | -14.3479 | -14.5516 | -14.7614 | -14.9775 | -15.2002 | -15.4298 | -15.6665 | -15.9107 | -16.1626 | -16.4226
| OPEX cost for inspections (£m) |  |  | Based on current population 2027: -0.08584; Based on current population 2029: -0.089308; Based on current population 2031: -0.092916; Based on current population 2033: -0.09667; Based on current population 2035: -0.10058; Based on current population 2037: -0.10464; Based on current population 2039: -0.10887; Based on current population 2041: -0.11326; Based on current population 2043: -0.11784; Based on current population 2045: -0.1226; Based on current population 2047: -0.12755; Based on current population 2049: -0.13271; Based on current population 2051: -0.13807; Based on current population 2053: -0.14365; Based on current population 2055: -0.14945; Based on current population 2057: -0.15549; Based on current population 2059: -0.16177; Based on current population 2061: -0.1683; Based on current population 2063: -0.1751; Based on current population 2065: -0.18218; Based on current population 2067: -0.18954; Based on current population 2069: -0.1972; Based on current population 2071: -0.20516; Based on current population 2073: -0.21345; Based on current population 2075: -0.22207
| OPEX cost for inspections (+2% annual inflation) | 2% |  | 85840 | 87556.8 | 89307.936 | 91094.0947 | 92915.9766 | 94774.2961 | 96669.7821 | 98603.1777 | 100575.2413 | 102586.7461 | 104638.481 | 106731.2506 | 108865.8756 | 111043.1932 | 113264.057 | 115529.3382 | 117839.9249 | 120196.7234 | 122600.6579 | 125052.671 | 127553.7245 | 130104.799 | 132706.8949 | 135361.0328 | 138068.2535 | 140829.6186 | 143646.2109 | 146519.1352 | 149449.5179 | 152438.5082 | 155487.2784 | 158597.0239 | 161768.9644 | 165004.3437 | 168304.4306 | 171670.5192 | 175103.9296 | 178606.0082 | 182178.1283 | 185821.6909 | 189538.1247 | 193328.8872 | 197195.465 | 201139.3743 | 205162.1617 | 209265.405 | 213450.7131 | 217719.7273 | 222074.1219 | 226515.6043
| Number of instances significant failure likely to occur |  |  | 0.2 | 0.2 | 0.2 | 0.2 | 0.2 | 0.202 | 0.202 | 0.202 | 0.202 | 0.202 | 0.20402 | 0.20402 | 0.20402 | 0.20402 | 0.20402 | 0.20606 | 0.20606 | 0.20606 | 0.20606 | 0.20606 | 0.20812 | 0.20812 | 0.20812 | 0.20812 | 0.20812 | 0.2102 | 0.2102 | 0.2102 | 0.2102 | 0.2102 | 0.2123 | 0.2123 | 0.2123 | 0.2123 | 0.2123 | 0.21443 | 0.21443 | 0.21443 | 0.21443 | 0.21443 | 0.21657 | 0.21657 | 0.21657 | 0.21657 | 0.21657 | 0.21874 | 0.21874 | 0.21874 | 0.21874 | 0.21874
| Reactive repair costs | 2% |  | 300000 | 306000 | 312120 | 318362.4 | 324729.648 | 331224.241 | 337848.7258 | 344605.7003 | 351497.8143 | 358527.7706 | 365698.326 | 373012.2925 | 380472.5384 | 388081.9891 | 395843.6289 | 403760.5015 | 411835.7115 | 420072.4258 | 428473.8743 | 437043.3518 | 445784.2188 | 454699.9032 | 463793.9012 | 473069.7793 | 482531.1748 | 492181.7983 | 502025.4343 | 512065.943 | 522307.2619 | 532753.4071 | 543408.4752 | 554276.6447 | 565362.1776 | 576669.4212 | 588202.8096 | 599966.8658 | 611966.2031 | 624205.5272 | 636689.6377 | 649423.4305 | 662411.8991 | 675660.1371 | 689173.3398 | 702956.8066 | 717015.9427 | 731356.2616 | 745983.3868 | 760903.0546 | 776121.1156 | 791643.538
| Reactive repair costs (£m) |  |  | Based on current population 2028: -0.306; Based on current population 2033: -0.34123; Based on current population 2038: -0.38051; Based on current population 2043: -0.42431; Based on current population 2048: -0.47316; Based on current population 2053: -0.52763; Based on current population 2058: -0.58838; Based on current population 2063: -0.65611; Based on current population 2068: -0.73164; Based on current population 2073: -0.81587
| CAPEX intervention |  |  | Based on current population 2028: -0.17828
|  |  |  | -0.053613 | -0.053613 | -0.053613 | -0.053613 | -0.053613 | -0.039449 | -0.039449 | -0.039449 | -0.039449 | -0.039449 | -0.039449 | -0.039449 | -0.039449 | -0.039449 | -0.065354 | -0.065354 | -0.065354 | -0.065354 | -0.065354 | -0.048088 | -0.048088 | -0.048088 | -0.048088 | -0.048088 | -0.079666 | -0.079666 | -0.079666 | -0.079666 | -0.079666 | -0.058619 | -0.058619 | -0.058619 | -0.058619 | -0.058619 | -0.097112 | -0.097112 | -0.097112 | -0.097112 | -0.097112 | -0.071456 | -0.071456 | -0.071456 | -0.071456 | -0.071456 | -0.11838 | -0.11838 | -0.11838 | -0.11838 | -0.11838 | -0.087105
Long term cost/benefit assumptions
Please briefly summarise the assumptions you have used to calculate long-term (ie beyond the duration of the RIIO3 price control) costs and other inputs (eg "Opex assumed to increase at 1%/year based on historic trends"). In most cases we would expect these to be the same across the baseline and different options, but where this is not the case additional tabs can be completed as necessary. If detailed descriptions are required (eg to explain assumptions around whole life costs of assets) these should be included as part of the EJP
Capex | Not modelled in beyond RIIO-GD4 as proposals cover RIIO-GD3 only.
Opex | As per above
Leakage | N/A
Fatality risk | N/A
Non-Fatality risk | N/A
Cost cross-referencing
If there is any explanation required on how the cost data set out in the EJP totals to the lines in the CBA, please provide it here.
Costs in CBA reflected in sections 8 and 9 of EJP.

## Option_2
Summary | [7 empty] | Text Descriptions
[8 empty] | Option Description - this should allow us to quickly recognise the option being assessed (based on descriptions in the EJP and other documents) and distinguish it both from other investment areas and from other options. If appropriate, please provide sitemaps, photos or any other documents that will help with this identification (likely to be relevant for major projects rather than asset classes) | [6 empty] | Stakeholder Support Summary - please provide a synopsis which details the feedback from stakeholder group(s)
Option Name | Based on Age |  |  | Date Undertaken: | 2024-12-06
Scheme Reference ID | A22.k.NGN | [6 empty] | This option explores the possibility of increasing the rate of intervention from that seen in the RIIO-GD2 period. Unlike the previous option, this strategy would encompass overcrossings across all pressure categories, not limiting the focus to high-pressure tiers alone. By shifting the basis of intervention from condition score to age profile and the date of the last intervention, this option aims to proactively manage the asset lifecycle. | [6 empty] | The different priorities between national, local and customer stakeholders highlights tensions between short- and long-term goals and the dynamics NGN must manage throughout RIIO-GD3. Customers (especially older, low income, and digitally excluded customers) value energy affordability above all other priorities. Conversely, future customers prioritise helping the region to meet climate change targets (and not leaving anyone behind). Local stakeholders generally share this long-term view; Furthermore, national groups say they will judge our performance by how resilient the business is. As customers are satisfied with the performance and availability of our services, they prefer us to maintain service levels at levels similar to today and asked for us to reduce future risk with targeted investments to enhance removal, reduction, resistance and recovery strategies. To balance stakeholders' priorities, we will maintain our position as the most efficient gas distribution operator, while investing in delivering continuous performance improvement. We will achieve this through targeted investment in low-regret innovation, enhanced stakeholder engagement, whole systems collaboration, data and digitalisation. Our rigorous engagement programme has helped us balance the clear need for greater regional support and investment, with the evident tension around the increased cost of living and ongoing affordability concerns. (Additional increase in spend over the Preferred option has not been deemed to be justified).
Expenditure Type | Capex |  |  | Authorised By: | Dean Pearson
Preferred Option (Y/N) | N
Spend Area (Please include relevant RRP/BPDT Table Reference) | CV5.06
First year of expenditure outflow | 2027
Payback position at year | Central CO2 Cost - PV of costs & benefits (£m) | Central CO2 Cost - NPV relative to baseline (£m) | Low CO2 cost - PV of costs & benefits (£m) | Low CO2 cost - NPV relative to baseline (£m) | High CO2 cost - PV of costs & benefits (£m) | High CO2 cost - NPV relative to baseline (£m)
2035 | -88.2152 | -11.5098 | -88.2152 | -11.5098 | -88.2152 | -11.5098
2040 | -120.0549 | -7.7078 | -120.0549 | -7.7078 | -120.0549 | -7.7078
2045 | -146.6339 | -2.6651 | -146.6339 | -2.6651 | -146.6339 | -2.6651
2050 | -168.9627 | 3.0211 | -168.9627 | 3.0211 | -168.9627 | 3.0211
2060 | -204.295 | 15.1414 | -204.295 | 15.1414 | -204.295 | 15.1414
2070 | -231.3729 | 27.7985 | -231.3729 | 27.7985 | -231.3729 | 27.7985
Capitalisation rate | 33.7% | [6 empty] | Engineering Justification Summary - please provide a synopsis & share the document which articulates the full detailed explanation | [6 empty] | Company View - please provide a synopsis which details your view of how beneficial this option is.
[8 empty] | Our Overcrossings represent vulnerable sections of above-ground pipelines, subjected to increased deterioration and risk of third-party damage through accidental or negligent impact. This Engineering Justification Paper and accompanying CBA outlines our strategic proposal for investment in Overcrossings during the RIIO-GD3 period. The primary drivers for this investment proposal are the need to address asset health concerns, ensure the security of these exposed sections of pipeline and increase the resilience of these assets against climate change risks such as flooding. Key points addressed include the identification of Overcrossings as vulnerable pipeline sections prone to accelerated deterioration and third-party damage. Our proposed solution involves an intervention programme like those initiated in RIIO-GD1 and RIIO-GD2, aimed at mitigating risks associated with these assets, which include loss of supply, health and safety and environmental risks. We propose to continue targeting the worst-condition assets for upgrades (those of condition rating 4 & 5), whilst applying a deterioration rate witnessed during RIIO-GD2. This proactive strategy seeks to reduce the risks related to Overcrossings, maintaining the integrity and reliability of our pipeline network, while also reaffirming our dedication to following the HSE guidelines. Our recommended approach also involves an OPEX investment to remove decommissioned overcrossings that are in poor condition, aiming to boost efficiency and eliminate the inherent risks associated with these assets, such as the risk of collapse and ensuing physical or environmental damage, from the network. | [6 empty] | A programme of this magnitude would be a major change to our RIIO-GD2 strategy and would nearly triple the intervention volumes and by extension the cost. Apart from the obvious impact, this would have on the funding requirements, it would also bring the challenge of deliverability. In summary, implementing this proactive intervention strategy requires significant investment (estimated at over £22m) and a revamped asset management approach. Although the loss of supply risk would be reduced by approximately 6% during RIIO-GD3 and there would be additional benefits of improved safety, reliability, and a lesser likelihood for emergency interventions, the costs, and logistical hurdles to achieve this are substantial, making this option less acceptable. This is not aligned with our customers' expectations of maintaining a safe and resilient network whilst keeping bills as low as possible and for this reason this option has been rejected. Payback of 22 years is also outside the 16 year guidelines set by Ofgem.
Expenditure Profile - Summary
| 2027 | 2028 | 2029 | 2030 | 2031 | Post RIIO3
| (£m) | (£m) | (£m) | (£m) | (£m) | (£m)
Capitalised costs | -4.3069 | -4.3931 | -4.4809 | -4.5705 | -4.6619 | 0
Non-capitalised costs | -0.08584 | 0 | -0.089308 | 0 | -0.092916 | -1.3355
| Asset Class | Unit | Comments
Output | Overcrossings Condition - remediation | 125 | For further details see A22.k NGN RIIO-GD3 Investment Decision Pack - Overcrossings EJP.
| Overcrossings Security | 125
| Overcrossings Flood Risk | 5
Financial Costs
Inputs
|  |  |  | RIIO3 |  |  |  |  | RIIO4 |  |  |  |  | RIIO5 |  |  |  |  | RIIO6 |  |  |  |  | RIIO7 |  |  |  |  | RIIO8 |  |  |  |  | RIIO9 |  |  |  |  | RIIO10 |  |  |  |  | RIIO11 |  |  |  |  | RIIO12
|  |  |  | 1 | 2 | 3 | 4 | 5 | 6 | 7 | 8 | 9 | 10 | 11 | 12 | 13 | 14 | 15 | 16 | 17 | 18 | 19 | 20 | 21 | 22 | 23 | 24 | 25 | 26 | 27 | 28 | 29 | 30 | 31 | 32 | 33 | 34 | 35 | 36 | 37 | 38 | 39 | 40 | 41 | 42 | 43 | 44 | 45 | 46 | 47 | 48 | 49 | 50
| Asset Class | Intervention type |  | 2027 | 2028 | 2029 | 2030 | 2031 | 2032 | 2033 | 2034 | 2035 | 2036 | 2037 | 2038 | 2039 | 2040 | 2041 | 2042 | 2043 | 2044 | 2045 | 2046 | 2047 | 2048 | 2049 | 2050 | 2051 | 2052 | 2053 | 2054 | 2055 | 2056 | 2057 | 2058 | 2059 | 2060 | 2061 | 2062 | 2063 | 2064 | 2065 | 2066 | 2067 | 2068 | 2069 | 2070 | 2071 | 2072 | 2073 | 2074 | 2075 | 2076
Capex/Repex | LTS pipelines - piggable | Refurbishment - partial | £m | RIIO3 1 2027: -0.74498; RIIO3 2 2028: -0.75988; RIIO3 3 2029: -0.77508; RIIO3 4 2030: -0.79058; RIIO3 5 2031: -0.80639
| Mains - Steel mains - 4"-8" | Refurbishment - partial | £m | RIIO3 1 2027: -3.5619; RIIO3 2 2028: -3.6332; RIIO3 3 2029: -3.7058; RIIO3 4 2030: -3.78; RIIO3 5 2031: -3.8556
£m
£m
£m
£m
£m
£m
£m
£m
| Total Capex | (1) | £m | -4.3069 | -4.3931 | -4.4809 | -4.5705 | -4.6619 | 0 | 0 | 0 | 0 | 0 | 0 | 0 | 0 | 0 | 0 | 0 | 0 | 0 | 0 | 0 | 0 | 0 | 0 | 0 | 0 | 0 | 0 | 0 | 0 | 0 | 0 | 0 | 0 | 0 | 0 | 0 | 0 | 0 | 0 | 0 | 0 | 0 | 0 | 0 | 0 | 0 | 0 | 0 | 0 | 0
Associated direct opex | Maintenance & repair | Inspections | £m | -0.08584 | 0 | -0.089308 | 0 | -0.092916 | 0 | -0.09667 | 0 | 0 | 0 | 0 | -0.10673 | 0 | 0 | 0 | 0 | -0.11784 | 0 | 0 | 0 | 0 | -0.1301 | 0 | 0 | 0 | 0 | -0.14365 | 0 | 0 | 0 | 0 | -0.1586 | 0 | 0 | 0 | 0 | -0.1751 | 0 | 0 | 0 | 0 | -0.19333 | 0 | 0 | 0 | 0 | -0.21345 | 0 | 0 | 0
£m
£m
£m
£m
| Total Opex |  | £m | -0.08584 | 0 | -0.089308 | 0 | -0.092916 | 0 | -0.09667 | 0 | 0 | 0 | 0 | -0.10673 | 0 | 0 | 0 | 0 | -0.11784 | 0 | 0 | 0 | 0 | -0.1301 | 0 | 0 | 0 | 0 | -0.14365 | 0 | 0 | 0 | 0 | -0.1586 | 0 | 0 | 0 | 0 | -0.1751 | 0 | 0 | 0 | 0 | -0.19333 | 0 | 0 | 0 | 0 | -0.21345 | 0 | 0 | 0
Pass through costs | Leakage |  | £m | 0 | 0 | 0 | 0 | 0 | 0 | 0 | 0 | 0 | 0 | 0 | 0 | 0 | 0 | 0 | 0 | 0 | 0 | 0 | 0 | 0 | 0 | 0 | 0 | 0 | 0 | 0 | 0 | 0 | 0 | 0 | 0 | 0 | 0 | 0 | 0 | 0 | 0 | 0 | 0 | 0 | 0 | 0 | 0 | 0 | 0 | 0 | 0 | 0 | 0
£m
| Total Pass Through Costs |  | £m | 0 | 0 | 0 | 0 | 0 | 0 | 0 | 0 | 0 | 0 | 0 | 0 | 0 | 0 | 0 | 0 | 0 | 0 | 0 | 0 | 0 | 0 | 0 | 0 | 0 | 0 | 0 | 0 | 0 | 0 | 0 | 0 | 0 | 0 | 0 | 0 | 0 | 0 | 0 | 0 | 0 | 0 | 0 | 0 | 0 | 0 | 0 | 0 | 0 | 0
Annual cost calculations |  |  |  | 2027 | 2028 | 2029 | 2030 | 2031 | 2032 | 2033 | 2034 | 2035 | 2036 | 2037 | 2038 | 2039 | 2040 | 2041 | 2042 | 2043 | 2044 | 2045 | 2046 | 2047 | 2048 | 2049 | 2050 | 2051 | 2052 | 2053 | 2054 | 2055 | 2056 | 2057 | 2058 | 2059 | 2060 | 2061 | 2062 | 2063 | 2064 | 2065 | 2066 | 2067 | 2068 | 2069 | 2070 | 2071 | 2072 | 2073 | 2074 | 2075 | 2076
| Capitalisation rates | (2) | % | 33.7% | 33.7% | 33.7% | 33.7% | 33.7% | 33.7% | 33.7% | 33.7% | 33.7% | 33.7% | 33.7% | 33.7% | 33.7% | 33.7% | 33.7% | 33.7% | 33.7% | 33.7% | 33.7% | 33.7% | 33.7% | 33.7% | 33.7% | 0% | 0% | 0% | 0% | 0% | 0% | 0% | 0% | 0% | 0% | 0% | 0% | 0% | 0% | 0% | 0% | 0% | 0% | 0% | 0% | 0% | 0% | 0% | 0% | 0% | 0% | 0%
| Capitalised investment | (3)=(1)x(2) | £m | -1.4514 | -1.4805 | -1.5101 | -1.5403 | -1.5711 | 0 | 0 | 0 | 0 | 0 | 0 | 0 | 0 | 0 | 0 | 0 | 0 | 0 | 0 | 0 | 0 | 0 | 0 | 0 | 0 | 0 | 0 | 0 | 0 | 0 | 0 | 0 | 0 | 0 | 0 | 0 | 0 | 0 | 0 | 0 | 0 | 0 | 0 | 0 | 0 | 0 | 0 | 0 | 0 | 0
| Investment to be expensed | (4)=(1)-(3) | £m | -2.8555 | -2.9126 | -2.9708 | -3.0303 | -3.0909 | 0 | 0 | 0 | 0 | 0 | 0 | 0 | 0 | 0 | 0 | 0 | 0 | 0 | 0 | 0 | 0 | 0 | 0 | 0 | 0 | 0 | 0 | 0 | 0 | 0 | 0 | 0 | 0 | 0 | 0 | 0 | 0 | 0 | 0 | 0 | 0 | 0 | 0 | 0 | 0 | 0 | 0 | 0 | 0 | 0
| 2027 Depreciation | (5)2027=(3)2027*Dep_ratet | £m |  | -0.12095 | -0.11569 | -0.11043 | -0.10518 | -0.099917 | -0.094658 | -0.0894 | -0.084141 | -0.078882 | -0.073623 | -0.068364 | -0.063106 | -0.057847 | -0.052588 | -0.047329 | -0.04207 | -0.036812 | -0.031553 | -0.026294 | -0.021035 | -0.015776 | -0.010518 | -0.0052588 | 0 | 0 | 0 | 0 | 0 | 0 | 0 | 0 | 0 | 0 | 0 | 0 | 0 | 0 | 0 | 0 | 0 | 0 | 0 | 0 | 0 | 0 | 0 | 0 | 0 | 0
| 2028 Depreciation | (5)2028=(3)2028*Dep_ratet | £m |  |  | -0.12874 | -0.12288 | -0.11703 | -0.11118 | -0.10533 | -0.099477 | -0.093626 | -0.087774 | -0.081923 | -0.076071 | -0.070219 | -0.064368 | -0.058516 | -0.052665 | -0.046813 | -0.040961 | -0.03511 | -0.029258 | -0.023406 | -0.017555 | -0.011703 | -0.0058516 | 0 | 0 | 0 | 0 | 0 | 0 | 0 | 0 | 0 | 0 | 0 | 0 | 0 | 0 | 0 | 0 | 0 | 0 | 0 | 0 | 0 | 0 | 0 | 0 | 0 | 0
| 2029 Depreciation | (5)2029=(3)2029*Dep_ratet | £m |  |  |  | -0.13728 | -0.13074 | -0.1242 | -0.11767 | -0.11113 | -0.10459 | -0.098056 | -0.091519 | -0.084982 | -0.078445 | -0.071908 | -0.065371 | -0.058834 | -0.052297 | -0.04576 | -0.039223 | -0.032685 | -0.026148 | -0.019611 | -0.013074 | -0.0065371 | 0 | 0 | 0 | 0 | 0 | 0 | 0 | 0 | 0 | 0 | 0 | 0 | 0 | 0 | 0 | 0 | 0 | 0 | 0 | 0 | 0 | 0 | 0 | 0 | 0 | 0
| 2030 Depreciation | (5)2030=(3)2030*Dep_ratet | £m |  |  |  |  | -0.14669 | -0.13936 | -0.13202 | -0.12469 | -0.11735 | -0.11002 | -0.10268 | -0.09535 | -0.088015 | -0.080681 | -0.073346 | -0.066012 | -0.058677 | -0.051342 | -0.044008 | -0.036673 | -0.029338 | -0.022004 | -0.014669 | -0.0073346 | 0 | 0 | 0 | 0 | 0 | 0 | 0 | 0 | 0 | 0 | 0 | 0 | 0 | 0 | 0 | 0 | 0 | 0 | 0 | 0 | 0 | 0 | 0 | 0 | 0 | 0
| 2031 Depreciation | (5)2031=(3)2031*Dep_ratet | £m | [5 empty] | -0.15711 | -0.14884 | -0.14057 | -0.1323 | -0.12403 | -0.11576 | -0.10749 | -0.099226 | -0.090957 | -0.082688 | -0.074419 | -0.066151 | -0.057882 | -0.049613 | -0.041344 | -0.033075 | -0.024806 | -0.016538 | -0.0082688 | 0 | 0 | 0 | 0 | 0 | 0 | 0 | 0 | 0 | 0 | 0 | 0 | 0 | 0 | 0 | 0 | 0 | 0 | 0 | 0 | 0 | 0 | 0 | 0 | 0 | 0
| 2032 Depreciation | (5)2032=(3)2032*Dep_ratet | £m | [6 empty] | 0 | 0 | 0 | 0 | 0 | 0 | 0 | 0 | 0 | 0 | 0 | 0 | 0 | 0 | 0 | 0 | 0 | 0 | 0 | 0 | 0 | 0 | 0 | 0 | 0 | 0 | 0 | 0 | 0 | 0 | 0 | 0 | 0 | 0 | 0 | 0 | 0 | 0 | 0 | 0 | 0 | 0 | 0 | 0
| 2033 Depreciation | (5)2033=(3)2033*Dep_ratet | £m | [7 empty] | 0 | 0 | 0 | 0 | 0 | 0 | 0 | 0 | 0 | 0 | 0 | 0 | 0 | 0 | 0 | 0 | 0 | 0 | 0 | 0 | 0 | 0 | 0 | 0 | 0 | 0 | 0 | 0 | 0 | 0 | 0 | 0 | 0 | 0 | 0 | 0 | 0 | 0 | 0 | 0 | 0 | 0 | 0
| 2034 Depreciation | (5)2034=(3)2034*Dep_ratet | £m | [8 empty] | 0 | 0 | 0 | 0 | 0 | 0 | 0 | 0 | 0 | 0 | 0 | 0 | 0 | 0 | 0 | 0 | 0 | 0 | 0 | 0 | 0 | 0 | 0 | 0 | 0 | 0 | 0 | 0 | 0 | 0 | 0 | 0 | 0 | 0 | 0 | 0 | 0 | 0 | 0 | 0 | 0 | 0
| 2035 Depreciation | (5)2035=(3)2035*Dep_ratet | £m | [9 empty] | 0 | 0 | 0 | 0 | 0 | 0 | 0 | 0 | 0 | 0 | 0 | 0 | 0 | 0 | 0 | 0 | 0 | 0 | 0 | 0 | 0 | 0 | 0 | 0 | 0 | 0 | 0 | 0 | 0 | 0 | 0 | 0 | 0 | 0 | 0 | 0 | 0 | 0 | 0 | 0 | 0
| 2036 Depreciation | (5)2036=(3)2036*Dep_ratet | £m | [10 empty] | 0 | 0 | 0 | 0 | 0 | 0 | 0 | 0 | 0 | 0 | 0 | 0 | 0 | 0 | 0 | 0 | 0 | 0 | 0 | 0 | 0 | 0 | 0 | 0 | 0 | 0 | 0 | 0 | 0 | 0 | 0 | 0 | 0 | 0 | 0 | 0 | 0 | 0 | 0 | 0
| 2037 Depreciation | (5)2037=(3)2037*Dep_ratet | £m | [11 empty] | 0 | 0 | 0 | 0 | 0 | 0 | 0 | 0 | 0 | 0 | 0 | 0 | 0 | 0 | 0 | 0 | 0 | 0 | 0 | 0 | 0 | 0 | 0 | 0 | 0 | 0 | 0 | 0 | 0 | 0 | 0 | 0 | 0 | 0 | 0 | 0 | 0 | 0 | 0
| 2038 Depreciation | (5)2038=(3)2038*Dep_ratet | £m | [12 empty] | 0 | 0 | 0 | 0 | 0 | 0 | 0 | 0 | 0 | 0 | 0 | 0 | 0 | 0 | 0 | 0 | 0 | 0 | 0 | 0 | 0 | 0 | 0 | 0 | 0 | 0 | 0 | 0 | 0 | 0 | 0 | 0 | 0 | 0 | 0 | 0 | 0 | 0
| 2039 Depreciation | (5)2039=(3)2039*Dep_ratet | £m | [13 empty] | 0 | 0 | 0 | 0 | 0 | 0 | 0 | 0 | 0 | 0 | 0 | 0 | 0 | 0 | 0 | 0 | 0 | 0 | 0 | 0 | 0 | 0 | 0 | 0 | 0 | 0 | 0 | 0 | 0 | 0 | 0 | 0 | 0 | 0 | 0 | 0 | 0
| 2040 Depreciation | (5)2040=(3)2040*Dep_ratet | £m | [14 empty] | 0 | 0 | 0 | 0 | 0 | 0 | 0 | 0 | 0 | 0 | 0 | 0 | 0 | 0 | 0 | 0 | 0 | 0 | 0 | 0 | 0 | 0 | 0 | 0 | 0 | 0 | 0 | 0 | 0 | 0 | 0 | 0 | 0 | 0 | 0 | 0
| 2041 Depreciation | (5)2041=(3)2041*Dep_ratet | £m | [15 empty] | 0 | 0 | 0 | 0 | 0 | 0 | 0 | 0 | 0 | 0 | 0 | 0 | 0 | 0 | 0 | 0 | 0 | 0 | 0 | 0 | 0 | 0 | 0 | 0 | 0 | 0 | 0 | 0 | 0 | 0 | 0 | 0 | 0 | 0 | 0
| 2042 Depreciation | (5)2042=(3)2042*Dep_ratet | £m | [16 empty] | 0 | 0 | 0 | 0 | 0 | 0 | 0 | 0 | 0 | 0 | 0 | 0 | 0 | 0 | 0 | 0 | 0 | 0 | 0 | 0 | 0 | 0 | 0 | 0 | 0 | 0 | 0 | 0 | 0 | 0 | 0 | 0 | 0 | 0
| 2043 Depreciation | (5)2043=(3)2043*Dep_ratet | £m | [17 empty] | 0 | 0 | 0 | 0 | 0 | 0 | 0 | 0 | 0 | 0 | 0 | 0 | 0 | 0 | 0 | 0 | 0 | 0 | 0 | 0 | 0 | 0 | 0 | 0 | 0 | 0 | 0 | 0 | 0 | 0 | 0 | 0 | 0
| 2044 Depreciation | (5)2044=(3)2044*Dep_ratet | £m | [18 empty] | 0 | 0 | 0 | 0 | 0 | 0 | 0 | 0 | 0 | 0 | 0 | 0 | 0 | 0 | 0 | 0 | 0 | 0 | 0 | 0 | 0 | 0 | 0 | 0 | 0 | 0 | 0 | 0 | 0 | 0 | 0 | 0
| 2045 Depreciation | (5)2045=(3)2045*Dep_ratet | £m | [19 empty] | 0 | 0 | 0 | 0 | 0 | 0 | 0 | 0 | 0 | 0 | 0 | 0 | 0 | 0 | 0 | 0 | 0 | 0 | 0 | 0 | 0 | 0 | 0 | 0 | 0 | 0 | 0 | 0 | 0 | 0 | 0
| 2046 Depreciation | (5)2046=(3)2046*Dep_ratet | £m | [20 empty] | 0 | 0 | 0 | 0 | 0 | 0 | 0 | 0 | 0 | 0 | 0 | 0 | 0 | 0 | 0 | 0 | 0 | 0 | 0 | 0 | 0 | 0 | 0 | 0 | 0 | 0 | 0 | 0 | 0 | 0
| 2047 Depreciation | (5)2047=(3)2047*Dep_ratet | £m | 2048: 0; 2049: 0; 2050: 0; 2051: 0; 2052: 0; 2053: 0; 2054: 0; 2055: 0; 2056: 0; 2057: 0; 2058: 0; 2059: 0; 2060: 0; 2061: 0; 2062: 0; 2063: 0; 2064: 0; 2065: 0; 2066: 0; 2067: 0; 2068: 0; 2069: 0; 2070: 0; 2071: 0; 2072: 0; 2073: 0; 2074: 0; 2075: 0; 2076: 0
| 2048 Depreciation | (5)2048=(3)2048*Dep_ratet | £m | 2049: 0; 2050: 0; 2051: 0; 2052: 0; 2053: 0; 2054: 0; 2055: 0; 2056: 0; 2057: 0; 2058: 0; 2059: 0; 2060: 0; 2061: 0; 2062: 0; 2063: 0; 2064: 0; 2065: 0; 2066: 0; 2067: 0; 2068: 0; 2069: 0; 2070: 0; 2071: 0; 2072: 0; 2073: 0; 2074: 0; 2075: 0; 2076: 0
| 2049 Depreciation | (5)2049=(3)2049*Dep_ratet | £m | 2050: 0; 2051: 0; 2052: 0; 2053: 0; 2054: 0; 2055: 0; 2056: 0; 2057: 0; 2058: 0; 2059: 0; 2060: 0; 2061: 0; 2062: 0; 2063: 0; 2064: 0; 2065: 0; 2066: 0; 2067: 0; 2068: 0; 2069: 0; 2070: 0; 2071: 0; 2072: 0; 2073: 0; 2074: 0; 2075: 0; 2076: 0
| 2050 Depreciation | (5)2050=(3)2050*Dep_ratet | £m
| 2051 Depreciation | (5)2051=(3)2051*Dep_ratet | £m
| 2052 Depreciation | (5)2052=(3)2052*Dep_ratet | £m
| 2053 Depreciation | (5)2053=(3)2053*Dep_ratet | £m
| 2054 Depreciation | (5)2054=(3)2054*Dep_ratet | £m
| 2055 Depreciation | (5)2055=(3)2055*Dep_ratet | £m
| 2056 Depreciation | (5)2056=(3)2056*Dep_ratet | £m
| 2057 Depreciation | (5)2057=(3)2057*Dep_ratet | £m
| 2058 Depreciation | (5)2058=(3)2058*Dep_ratet | £m
| 2059 Depreciation | (5)2059=(3)2059*Dep_ratet | £m
| 2060 Depreciation | (5)2060=(3)2060*Dep_ratet | £m
| 2061 Depreciation | (5)2061=(3)2061*Dep_ratet | £m
| 2062 Depreciation | (5)2062=(3)2062*Dep_ratet | £m
| 2063 Depreciation | (5)2063=(3)2063*Dep_ratet | £m
| 2064 Depreciation | (5)2064=(3)2064*Dep_ratet | £m
| 2065 Depreciation | (5)2065=(3)2065*Dep_ratet | £m
| 2066 Depreciation | (5)2066=(3)2066*Dep_ratet | £m
| 2067 Depreciation | (5)2067=(3)2067*Dep_ratet | £m
| 2068 Depreciation | (5)2068=(3)2068*Dep_ratet | £m
| 2069 Depreciation | (5)2069=(3)2069*Dep_ratet | £m
| 2070 Depreciation | (5)2070=(3)2070*Dep_ratet | £m
| Depreciation | (5)=∑(5)t | £m | 0 | -0.12095 | -0.24443 | -0.3706 | -0.49964 | -0.63177 | -0.59852 | -0.56527 | -0.53202 | -0.49876 | -0.46551 | -0.43226 | -0.39901 | -0.36576 | -0.33251 | -0.29926 | -0.26601 | -0.23276 | -0.19951 | -0.16625 | -0.133 | -0.099753 | -0.066502 | -0.033251 | 0 | 0 | 0 | 0 | 0 | 0 | 0 | 0 | 0 | 0 | 0 | 0 | 0 | 0 | 0 | 0 | 0 | 0 | 0 | 0 | 0 | 0 | 0 | 0 | 0 | 0
| Opening RAV balance | (6op)t=(6cl)t-1 | £m | 0 | -1.4514 | -2.8109 | -4.0766 | -5.2462 | -6.3177 | -5.6859 | -5.0874 | -4.5221 | -3.9901 | -3.4913 | -3.0258 | -2.5936 | -2.1946 | -1.8288 | -1.4963 | -1.197 | -0.93103 | -0.69827 | -0.49876 | -0.33251 | -0.19951 | -0.099753 | -0.033251 | 6.8001e-16 | 6.8001e-16 | 6.8001e-16 | 6.8001e-16 | 6.8001e-16 | 6.8001e-16 | 6.8001e-16 | 6.8001e-16 | 6.8001e-16 | 6.8001e-16 | 6.8001e-16 | 6.8001e-16 | 6.8001e-16 | 6.8001e-16 | 6.8001e-16 | 6.8001e-16 | 6.8001e-16 | 6.8001e-16 | 6.8001e-16 | 6.8001e-16 | 6.8001e-16 | 6.8001e-16 | 6.8001e-16 | 6.8001e-16 | 6.8001e-16 | 6.8001e-16
| Discounted RAV balance | (6D)=(6cl)*(1/1+WACC)) | £m | -1.3967 | -2.7049 | -3.9228 | -5.0484 | -6.0794 | -5.4714 | -4.8955 | -4.3515 | -3.8396 | -3.3597 | -2.9117 | -2.4957 | -2.1118 | -1.7598 | -1.4399 | -1.1519 | -0.89591 | -0.67193 | -0.47995 | -0.31997 | -0.19198 | -0.09599 | -0.031997 | 6.5436e-16 | 6.5436e-16 | 6.5436e-16 | 6.5436e-16 | 6.5436e-16 | 6.5436e-16 | 6.5436e-16 | 6.5436e-16 | 6.5436e-16 | 6.5436e-16 | 6.5436e-16 | 6.5436e-16 | 6.5436e-16 | 6.5436e-16 | 6.5436e-16 | 6.5436e-16 | 6.5436e-16 | 6.5436e-16 | 6.5436e-16 | 6.5436e-16 | 6.5436e-16 | 6.5436e-16 | 6.5436e-16 | 6.5436e-16 | 6.5436e-16 | 6.5436e-16 | 6.5436e-16
| Closing RAV balance | (6cl)=(3)-(5)+(6op) | £m | -1.4514 | -2.8109 | -4.0766 | -5.2462 | -6.3177 | -5.6859 | -5.0874 | -4.5221 | -3.9901 | -3.4913 | -3.0258 | -2.5936 | -2.1946 | -1.8288 | -1.4963 | -1.197 | -0.93103 | -0.69827 | -0.49876 | -0.33251 | -0.19951 | -0.099753 | -0.033251 | 6.8001e-16 | 6.8001e-16 | 6.8001e-16 | 6.8001e-16 | 6.8001e-16 | 6.8001e-16 | 6.8001e-16 | 6.8001e-16 | 6.8001e-16 | 6.8001e-16 | 6.8001e-16 | 6.8001e-16 | 6.8001e-16 | 6.8001e-16 | 6.8001e-16 | 6.8001e-16 | 6.8001e-16 | 6.8001e-16 | 6.8001e-16 | 6.8001e-16 | 6.8001e-16 | 6.8001e-16 | 6.8001e-16 | 6.8001e-16 | 6.8001e-16 | 6.8001e-16 | 6.8001e-16
| Cost of Capital | (6)=avg[(6D),(6op)]xWACC | £m | -0.027375 | -0.081464 | -0.13198 | -0.17885 | -0.22198 | -0.23107 | -0.2074 | -0.185 | -0.16389 | -0.14406 | -0.1255 | -0.10822 | -0.092225 | -0.077506 | -0.064066 | -0.051904 | -0.041022 | -0.031418 | -0.023093 | -0.016047 | -0.01028 | -0.0057917 | -0.0025823 | -0.00065172 | 2.6154e-17 | 2.6154e-17 | 2.6154e-17 | 2.6154e-17 | 2.6154e-17 | 2.6154e-17 | 2.6154e-17 | 2.6154e-17 | 2.6154e-17 | 2.6154e-17 | 2.6154e-17 | 2.6154e-17 | 2.6154e-17 | 2.6154e-17 | 2.6154e-17 | 2.6154e-17 | 2.6154e-17 | 2.6154e-17 | 2.6154e-17 | 2.6154e-17 | 2.6154e-17 | 2.6154e-17 | 2.6154e-17 | 2.6154e-17 | 2.6154e-17 | 2.6154e-17
| Total Capitalised Costs | (7)=(5)+(6) | £m | -0.027375 | -0.20242 | -0.37641 | -0.54945 | -0.72162 | -0.86283 | -0.80591 | -0.75027 | -0.6959 | -0.64282 | -0.59101 | -0.54049 | -0.49124 | -0.44327 | -0.39657 | -0.35116 | -0.30703 | -0.26417 | -0.2226 | -0.1823 | -0.14328 | -0.10554 | -0.069084 | -0.033903 | 2.6154e-17 | 2.6154e-17 | 2.6154e-17 | 2.6154e-17 | 2.6154e-17 | 2.6154e-17 | 2.6154e-17 | 2.6154e-17 | 2.6154e-17 | 2.6154e-17 | 2.6154e-17 | 2.6154e-17 | 2.6154e-17 | 2.6154e-17 | 2.6154e-17 | 2.6154e-17 | 2.6154e-17 | 2.6154e-17 | 2.6154e-17 | 2.6154e-17 | 2.6154e-17 | 2.6154e-17 | 2.6154e-17 | 2.6154e-17 | 2.6154e-17 | 2.6154e-17
| Total Non-Capitalised Costs |  |  | -2.9413 | -2.9126 | -3.0602 | -3.0303 | -3.1838 | 0 | -0.09667 | 0 | 0 | 0 | 0 | -0.10673 | 0 | 0 | 0 | 0 | -0.11784 | 0 | 0 | 0 | 0 | -0.1301 | 0 | 0 | 0 | 0 | -0.14365 | 0 | 0 | 0 | 0 | -0.1586 | 0 | 0 | 0 | 0 | -0.1751 | 0 | 0 | 0 | 0 | -0.19333 | 0 | 0 | 0 | 0 | -0.21345 | 0 | 0 | 0
| Total Direct Costs |  |  | -2.9687 | -3.115 | -3.4366 | -3.5797 | -3.9054 | -0.86283 | -0.90258 | -0.75027 | -0.6959 | -0.64282 | -0.59101 | -0.64722 | -0.49124 | -0.44327 | -0.39657 | -0.35116 | -0.42487 | -0.26417 | -0.2226 | -0.1823 | -0.14328 | -0.23565 | -0.069084 | -0.033903 | 2.6154e-17 | 2.6154e-17 | -0.14365 | 2.6154e-17 | 2.6154e-17 | 2.6154e-17 | 2.6154e-17 | -0.1586 | 2.6154e-17 | 2.6154e-17 | 2.6154e-17 | 2.6154e-17 | -0.1751 | 2.6154e-17 | 2.6154e-17 | 2.6154e-17 | 2.6154e-17 | -0.19333 | 2.6154e-17 | 2.6154e-17 | 2.6154e-17 | 2.6154e-17 | -0.21345 | 2.6154e-17 | 2.6154e-17 | 2.6154e-17
Non-Financial Costs/Benefits
Calculated values
| Category | Description |  | 2027 | 2028 | 2029 | 2030 | 2031 | 2032 | 2033 | 2034 | 2035 | 2036 | 2037 | 2038 | 2039 | 2040 | 2041 | 2042 | 2043 | 2044 | 2045 | 2046 | 2047 | 2048 | 2049 | 2050 | 2051 | 2052 | 2053 | 2054 | 2055 | 2056 | 2057 | 2058 | 2059 | 2060 | 2061 | 2062 | 2063 | 2064 | 2065 | 2066 | 2067 | 2068 | 2069 | 2070 | 2071 | 2072 | 2073 | 2074 | 2075 | 2076
Non-financial benefits/costs - values | Environmental | Leakage | £m | 0 | 0 | 0 | 0 | 0 | 0 | 0 | 0 | 0 | 0 | 0 | 0 | 0 | 0 | 0 | 0 | 0 | 0 | 0 | 0 | 0 | 0 | 0 | 0 | 0 | 0 | 0 | 0 | 0 | 0 | 0 | 0 | 0 | 0 | 0 | 0 | 0 | 0 | 0 | 0 | 0 | 0 | 0 | 0 | 0 | 0 | 0 | 0 | 0 | 0
| Environmental |  | £m
| Environmental |  | £m
| Safety | Fatality risk | £m | 0 | 0 | 0 | 0 | 0 | 0 | 0 | 0 | 0 | 0 | 0 | 0 | 0 | 0 | 0 | 0 | 0 | 0 | 0 | 0 | 0 | 0 | 0 | 0 | 0 | 0 | 0 | 0 | 0 | 0 | 0 | 0 | 0 | 0 | 0 | 0 | 0 | 0 | 0 | 0 | 0 | 0 | 0 | 0 | 0 | 0 | 0 | 0 | 0 | 0
| Safety | Non-Fatality risk | £m | 0 | 0 | 0 | 0 | 0 | 0 | 0 | 0 | 0 | 0 | 0 | 0 | 0 | 0 | 0 | 0 | 0 | 0 | 0 | 0 | 0 | 0 | 0 | 0 | 0 | 0 | 0 | 0 | 0 | 0 | 0 | 0 | 0 | 0 | 0 | 0 | 0 | 0 | 0 | 0 | 0 | 0 | 0 | 0 | 0 | 0 | 0 | 0 | 0 | 0
| Safety |  | £m
| Safety |  | £m
| Financial | NGN VF Financial Risk | £m
| Financial | NGN VF Customer Risk | £m | -9.297 | -9.1138 | -8.901 | -8.8089 | -8.7559 | -8.6957 | -8.6903 | -8.6949 | -8.6983 | -8.7003 | -8.7009 | -8.7002 | -8.7335 | -8.7684 | -8.8035 | -8.8387 | -8.8741 | -8.9096 | -8.9452 | -8.981 | -9.0169 | -9.053 | -9.0892 | -9.1256 | -9.1621 | -9.1987 | -9.2355 | -9.2724 | -9.3095 | -9.3468 | -9.3842 | -9.4217 | -9.4594 | -9.4972 | -9.5352 | -9.5734 | -9.6116 | -9.6501 | -9.6887 | -9.7275 | -9.7664 | -9.8054 | -9.8446 | -9.884 | -9.9236 | -9.9633 | -10.0031 | -10.0431 | -10.0833 | -10.1236
| Financial | NGN VF Compliance Risk | £m
| Other |  | £m
| Other |  | £m
Inputs
| Category | Description |  | 2027 | 2028 | 2029 | 2030 | 2031 | 2032 | 2033 | 2034 | 2035 | 2036 | 2037 | 2038 | 2039 | 2040 | 2041 | 2042 | 2043 | 2044 | 2045 | 2046 | 2047 | 2048 | 2049 | 2050 | 2051 | 2052 | 2053 | 2054 | 2055 | 2056 | 2057 | 2058 | 2059 | 2060 | 2061 | 2062 | 2063 | 2064 | 2065 | 2066 | 2067 | 2068 | 2069 | 2070 | 2071 | 2072 | 2073 | 2074 | 2075 | 2076
Non-financial benefits/costs - inputs | Environmental | Leakage | GWh
Environmental
Environmental
| Safety | Fatality risk
| Safety | Non-Fatality risk
Safety
Safety
Other
Other
Other
Other
Other
Alternative carbon calculations |  |  |  | 2027 | 2028 | 2029 | 2030 | 2031 | 2032 | 2033 | 2034 | 2035 | 2036 | 2037 | 2038 | 2039 | 2040 | 2041 | 2042 | 2043 | 2044 | 2045 | 2046 | 2047 | 2048 | 2049 | 2050 | 2051 | 2052 | 2053 | 2054 | 2055 | 2056 | 2057 | 2058 | 2059 | 2060 | 2061 | 2062 | 2063 | 2064 | 2065 | 2066 | 2067 | 2068 | 2069 | 2070 | 2071 | 2072 | 2073 | 2074 | 2075 | 2076
Environmental costs - low CO2 cost | Environmental | Leakage | £m | 0 | 0 | 0 | 0 | 0 | 0 | 0 | 0 | 0 | 0 | 0 | 0 | 0 | 0 | 0 | 0 | 0 | 0 | 0 | 0 | 0 | 0 | 0 | 0 | 0 | 0 | 0 | 0 | 0 | 0 | 0 | 0 | 0 | 0 | 0 | 0 | 0 | 0 | 0 | 0 | 0 | 0 | 0 | 0 | 0 | 0 | 0 | 0 | 0 | 0
| Environmental |  | £m
| Environmental |  | £m
Environmental costs - high CO2 cost | Environmental | Leakage | £m | 0 | 0 | 0 | 0 | 0 | 0 | 0 | 0 | 0 | 0 | 0 | 0 | 0 | 0 | 0 | 0 | 0 | 0 | 0 | 0 | 0 | 0 | 0 | 0 | 0 | 0 | 0 | 0 | 0 | 0 | 0 | 0 | 0 | 0 | 0 | 0 | 0 | 0 | 0 | 0 | 0 | 0 | 0 | 0 | 0 | 0 | 0 | 0 | 0 | 0
| Environmental |  | £m
| Environmental |  | £m
Net Present Values
Discount factors and summary
|  |  |  | 2027 | 2028 | 2029 | 2030 | 2031 | 2032 | 2033 | 2034 | 2035 | 2036 | 2037 | 2038 | 2039 | 2040 | 2041 | 2042 | 2043 | 2044 | 2045 | 2046 | 2047 | 2048 | 2049 | 2050 | 2051 | 2052 | 2053 | 2054 | 2055 | 2056 | 2057 | 2058 | 2059 | 2060 | 2061 | 2062 | 2063 | 2064 | 2065 | 2066 | 2067 | 2068 | 2069 | 2070 | 2071 | 2072 | 2073 | 2074 | 2075 | 2076
Discount factors | Discount factor (Non-Safety) | =1/[(1+SRTP)^n] | % | 100% | 96.62% | 93.35% | 90.19% | 87.14% | 84.2% | 81.35% | 78.6% | 75.94% | 73.37% | 70.89% | 68.49% | 66.18% | 63.94% | 61.78% | 59.69% | 57.67% | 55.72% | 53.84% | 52.02% | 50.26% | 48.56% | 46.92% | 45.33% | 43.8% | 42.31% | 40.88% | 39.5% | 38.17% | 36.87% | 35.63% | 34.59% | 33.58% | 32.6% | 31.65% | 30.73% | 29.84% | 28.97% | 28.12% | 27.31% | 26.51% | 25.74% | 24.99% | 24.26% | 23.55% | 22.87% | 22.2% | 21.56% | 20.93% | 20.32%
| Discount factor (Safety) | =1/[(1+HDR)^n] | % | 100% | 98.52% | 97.07% | 95.63% | 94.22% | 92.83% | 91.45% | 90.1% | 88.77% | 87.46% | 86.17% | 84.89% | 83.64% | 82.4% | 81.18% | 79.99% | 78.8% | 77.64% | 76.49% | 75.36% | 74.25% | 73.15% | 72.07% | 71% | 69.95% | 68.92% | 67.9% | 66.9% | 65.91% | 64.94% | 63.98% | 63.16% | 62.36% | 61.57% | 60.79% | 60.02% | 59.25% | 58.5% | 57.76% | 57.03% | 56.3% | 55.59% | 54.88% | 54.18% | 53.5% | 52.82% | 52.15% | 51.48% | 50.83% | 50.19%
Summary of discounted costs/benefits | Capex |  | £m | -2.8829 | -3.0097 | -3.1247 | -3.2287 | -3.3224 | -0.72648 | -0.65561 | -0.5897 | -0.52848 | -0.47166 | -0.41898 | -0.3702 | -0.32509 | -0.28343 | -0.245 | -0.20961 | -0.17707 | -0.1472 | -0.11984 | -0.094825 | -0.07201 | -0.051249 | -0.032411 | -0.015368 | 1.1454e-17 | 1.1067e-17 | 1.0693e-17 | 1.0331e-17 | 9.9817e-18 | 9.6441e-18 | 9.318e-18 | 9.0466e-18 | 8.7831e-18 | 8.5273e-18 | 8.2789e-18 | 8.0378e-18 | 7.8037e-18 | 7.5764e-18 | 7.3557e-18 | 7.1415e-18 | 6.9335e-18 | 6.7315e-18 | 6.5355e-18 | 6.3451e-18 | 6.1603e-18 | 5.9809e-18 | 5.8067e-18 | 5.6375e-18 | 5.4733e-18 | 5.3139e-18
| Opex |  | £m | -0.08584 | 0 | -0.08337 | 0 | -0.080971 | 0 | -0.078641 | 0 | 0 | 0 | 0 | -0.073105 | 0 | 0 | 0 | 0 | -0.067959 | 0 | 0 | 0 | 0 | -0.063175 | 0 | 0 | 0 | 0 | -0.058728 | 0 | 0 | 0 | 0 | -0.054859 | 0 | 0 | 0 | 0 | -0.052247 | 0 | 0 | 0 | 0 | -0.04976 | 0 | 0 | 0 | 0 | -0.047391 | 0 | 0 | 0
| Pass Through Costs |  | £m | 0 | 0 | 0 | 0 | 0 | 0 | 0 | 0 | 0 | 0 | 0 | 0 | 0 | 0 | 0 | 0 | 0 | 0 | 0 | 0 | 0 | 0 | 0 | 0 | 0 | 0 | 0 | 0 | 0 | 0 | 0 | 0 | 0 | 0 | 0 | 0 | 0 | 0 | 0 | 0 | 0 | 0 | 0 | 0 | 0 | 0 | 0 | 0 | 0 | 0
| Environmental - central CO2 cost |  | £m | 0 | 0 | 0 | 0 | 0 | 0 | 0 | 0 | 0 | 0 | 0 | 0 | 0 | 0 | 0 | 0 | 0 | 0 | 0 | 0 | 0 | 0 | 0 | 0 | 0 | 0 | 0 | 0 | 0 | 0 | 0 | 0 | 0 | 0 | 0 | 0 | 0 | 0 | 0 | 0 | 0 | 0 | 0 | 0 | 0 | 0 | 0 | 0 | 0 | 0
| Environmental - low CO2 cost |  | £m | 0 | 0 | 0 | 0 | 0 | 0 | 0 | 0 | 0 | 0 | 0 | 0 | 0 | 0 | 0 | 0 | 0 | 0 | 0 | 0 | 0 | 0 | 0 | 0 | 0 | 0 | 0 | 0 | 0 | 0 | 0 | 0 | 0 | 0 | 0 | 0 | 0 | 0 | 0 | 0 | 0 | 0 | 0 | 0 | 0 | 0 | 0 | 0 | 0 | 0
| Environmental - high CO2 cost |  | £m | 0 | 0 | 0 | 0 | 0 | 0 | 0 | 0 | 0 | 0 | 0 | 0 | 0 | 0 | 0 | 0 | 0 | 0 | 0 | 0 | 0 | 0 | 0 | 0 | 0 | 0 | 0 | 0 | 0 | 0 | 0 | 0 | 0 | 0 | 0 | 0 | 0 | 0 | 0 | 0 | 0 | 0 | 0 | 0 | 0 | 0 | 0 | 0 | 0 | 0
| Safety |  | £m | 0 | 0 | 0 | 0 | 0 | 0 | 0 | 0 | 0 | 0 | 0 | 0 | 0 | 0 | 0 | 0 | 0 | 0 | 0 | 0 | 0 | 0 | 0 | 0 | 0 | 0 | 0 | 0 | 0 | 0 | 0 | 0 | 0 | 0 | 0 | 0 | 0 | 0 | 0 | 0 | 0 | 0 | 0 | 0 | 0 | 0 | 0 | 0 | 0 | 0
| Financial |  | £m | -9.297 | -8.8056 | -8.3091 | -7.9451 | -7.6302 | -7.3215 | -7.0695 | -6.8341 | -6.6056 | -6.3836 | -6.1682 | -5.9591 | -5.7797 | -5.6066 | -5.4387 | -5.2758 | -5.1177 | -4.9645 | -4.8158 | -4.6715 | -4.5316 | -4.3959 | -4.2642 | -4.1365 | -4.0126 | -3.8924 | -3.7758 | -3.6627 | -3.553 | -3.4466 | -3.3434 | -3.259 | -3.1767 | -3.0965 | -3.0184 | -2.9422 | -2.8679 | -2.7955 | -2.7249 | -2.6562 | -2.5891 | -2.5238 | -2.46 | -2.3979 | -2.3374 | -2.2784 | -2.2209 | -2.1648 | -2.1102 | -2.0569
| Other |  | £m | 0 | 0 | 0 | 0 | 0 | 0 | 0 | 0 | 0 | 0 | 0 | 0 | 0 | 0 | 0 | 0 | 0 | 0 | 0 | 0 | 0 | 0 | 0 | 0 | 0 | 0 | 0 | 0 | 0 | 0 | 0 | 0 | 0 | 0 | 0 | 0 | 0 | 0 | 0 | 0 | 0 | 0 | 0 | 0 | 0 | 0 | 0 | 0 | 0 | 0
Annual Total | Total - central carbon cost |  | £m | -12.2657 | -11.8153 | -11.5172 | -11.1738 | -11.0336 | -8.048 | -7.8038 | -7.4238 | -7.134 | -6.8553 | -6.5872 | -6.4024 | -6.1048 | -5.89 | -5.6836 | -5.4854 | -5.3628 | -5.1117 | -4.9356 | -4.7663 | -4.6036 | -4.5103 | -4.2966 | -4.1519 | -4.0126 | -3.8924 | -3.8346 | -3.6627 | -3.553 | -3.4466 | -3.3434 | -3.3138 | -3.1767 | -3.0965 | -3.0184 | -2.9422 | -2.9201 | -2.7955 | -2.7249 | -2.6562 | -2.5891 | -2.5735 | -2.46 | -2.3979 | -2.3374 | -2.2784 | -2.2683 | -2.1648 | -2.1102 | -2.0569
| Total - low carbon cost |  | £m | -12.2657 | -11.8153 | -11.5172 | -11.1738 | -11.0336 | -8.048 | -7.8038 | -7.4238 | -7.134 | -6.8553 | -6.5872 | -6.4024 | -6.1048 | -5.89 | -5.6836 | -5.4854 | -5.3628 | -5.1117 | -4.9356 | -4.7663 | -4.6036 | -4.5103 | -4.2966 | -4.1519 | -4.0126 | -3.8924 | -3.8346 | -3.6627 | -3.553 | -3.4466 | -3.3434 | -3.3138 | -3.1767 | -3.0965 | -3.0184 | -2.9422 | -2.9201 | -2.7955 | -2.7249 | -2.6562 | -2.5891 | -2.5735 | -2.46 | -2.3979 | -2.3374 | -2.2784 | -2.2683 | -2.1648 | -2.1102 | -2.0569
| Total - high carbon cost |  | £m | -12.2657 | -11.8153 | -11.5172 | -11.1738 | -11.0336 | -8.048 | -7.8038 | -7.4238 | -7.134 | -6.8553 | -6.5872 | -6.4024 | -6.1048 | -5.89 | -5.6836 | -5.4854 | -5.3628 | -5.1117 | -4.9356 | -4.7663 | -4.6036 | -4.5103 | -4.2966 | -4.1519 | -4.0126 | -3.8924 | -3.8346 | -3.6627 | -3.553 | -3.4466 | -3.3434 | -3.3138 | -3.1767 | -3.0965 | -3.0184 | -2.9422 | -2.9201 | -2.7955 | -2.7249 | -2.6562 | -2.5891 | -2.5735 | -2.46 | -2.3979 | -2.3374 | -2.2784 | -2.2683 | -2.1648 | -2.1102 | -2.0569
Net Present Value | NPV - central carbon cost |  | £m | -12.2657 | -24.081 | -35.5982 | -46.772 | -57.8055 | -65.8535 | -73.6573 | -81.0811 | -88.2152 | -95.0705 | -101.6577 | -108.0601 | -114.1649 | -120.0549 | -125.7386 | -131.2239 | -136.5867 | -141.6983 | -146.6339 | -151.4003 | -156.0039 | -160.5142 | -164.8108 | -168.9627 | -172.9753 | -176.8677 | -180.7022 | -184.3649 | -187.918 | -191.3646 | -194.708 | -198.0218 | -201.1985 | -204.295 | -207.3134 | -210.2556 | -213.1757 | -215.9712 | -218.6962 | -221.3523 | -223.9414 | -226.5149 | -228.975 | -231.3729 | -233.7103 | -235.9887 | -238.257 | -240.4219 | -242.5321 | -244.589
| NPV - low carbon cost |  | £m | -12.2657 | -24.081 | -35.5982 | -46.772 | -57.8055 | -65.8535 | -73.6573 | -81.0811 | -88.2152 | -95.0705 | -101.6577 | -108.0601 | -114.1649 | -120.0549 | -125.7386 | -131.2239 | -136.5867 | -141.6983 | -146.6339 | -151.4003 | -156.0039 | -160.5142 | -164.8108 | -168.9627 | -172.9753 | -176.8677 | -180.7022 | -184.3649 | -187.918 | -191.3646 | -194.708 | -198.0218 | -201.1985 | -204.295 | -207.3134 | -210.2556 | -213.1757 | -215.9712 | -218.6962 | -221.3523 | -223.9414 | -226.5149 | -228.975 | -231.3729 | -233.7103 | -235.9887 | -238.257 | -240.4219 | -242.5321 | -244.589
| NPV - high carbon cost |  | £m | -12.2657 | -24.081 | -35.5982 | -46.772 | -57.8055 | -65.8535 | -73.6573 | -81.0811 | -88.2152 | -95.0705 | -101.6577 | -108.0601 | -114.1649 | -120.0549 | -125.7386 | -131.2239 | -136.5867 | -141.6983 | -146.6339 | -151.4003 | -156.0039 | -160.5142 | -164.8108 | -168.9627 | -172.9753 | -176.8677 | -180.7022 | -184.3649 | -187.918 | -191.3646 | -194.708 | -198.0218 | -201.1985 | -204.295 | -207.3134 | -210.2556 | -213.1757 | -215.9712 | -218.6962 | -221.3523 | -223.9414 | -226.5149 | -228.975 | -231.3729 | -233.7103 | -235.9887 | -238.257 | -240.4219 | -242.5321 | -244.589
Comparison to baseline
|  |  |  | 2027 | 2028 | 2029 | 2030 | 2031 | 2032 | 2033 | 2034 | 2035 | 2036 | 2037 | 2038 | 2039 | 2040 | 2041 | 2042 | 2043 | 2044 | 2045 | 2046 | 2047 | 2048 | 2049 | 2050 | 2051 | 2052 | 2053 | 2054 | 2055 | 2056 | 2057 | 2058 | 2059 | 2060 | 2061 | 2062 | 2063 | 2064 | 2065 | 2066 | 2067 | 2068 | 2069 | 2070 | 2071 | 2072 | 2073 | 2074 | 2075 | 2076
Summary of discounted costs/benefits | Capex |  | £m | -2.8829 | -3.0097 | -3.1247 | -3.2287 | -3.3224 | -0.72648 | -0.65561 | -0.5897 | -0.52848 | -0.47166 | -0.41898 | -0.3702 | -0.32509 | -0.28343 | -0.245 | -0.20961 | -0.17707 | -0.1472 | -0.11984 | -0.094825 | -0.07201 | -0.051249 | -0.032411 | -0.015368 | 1.1454e-17 | 1.1067e-17 | 1.0693e-17 | 1.0331e-17 | 9.9817e-18 | 9.6441e-18 | 9.318e-18 | 9.0466e-18 | 8.7831e-18 | 8.5273e-18 | 8.2789e-18 | 8.0378e-18 | 7.8037e-18 | 7.5764e-18 | 7.3557e-18 | 7.1415e-18 | 6.9335e-18 | 6.7315e-18 | 6.5355e-18 | 6.3451e-18 | 6.1603e-18 | 5.9809e-18 | 5.8067e-18 | 5.6375e-18 | 5.4733e-18 | 5.3139e-18
| Opex |  | £m | 0 | 0.29565 | 0 | 0 | 0 | 0 | 0.27759 | 0 | 0.076378 | 0 | 0.07418 | 0.18752 | 0.072046 | 0 | 0.069972 | 0 | 0.2447 | 0 | 0.066003 | 0 | 0.064104 | 0.16658 | 0.06226 | 0 | 0.060468 | 0 | 0.21572 | 0 | 0.057038 | 0 | 0.055397 | 0.14866 | 0.054326 | 0 | 0.053277 | 0 | 0.19577 | 0 | 0.051238 | 0 | 0.050247 | 0.13855 | 0.049276 | 0 | 0.048324 | 0 | 0.18114 | 0 | 0.046475 | 0
| Pass Through Costs |  | £m | 0 | 0 | 0 | 0 | 0 | 0 | 0 | 0 | 0 | 0 | 0 | 0 | 0 | 0 | 0 | 0 | 0 | 0 | 0 | 0 | 0 | 0 | 0 | 0 | 0 | 0 | 0 | 0 | 0 | 0 | 0 | 0 | 0 | 0 | 0 | 0 | 0 | 0 | 0 | 0 | 0 | 0 | 0 | 0 | 0 | 0 | 0 | 0 | 0 | 0
| Environmental - central CO2 cost |  | £m | 0 | 0 | 0 | 0 | 0 | 0 | 0 | 0 | 0 | 0 | 0 | 0 | 0 | 0 | 0 | 0 | 0 | 0 | 0 | 0 | 0 | 0 | 0 | 0 | 0 | 0 | 0 | 0 | 0 | 0 | 0 | 0 | 0 | 0 | 0 | 0 | 0 | 0 | 0 | 0 | 0 | 0 | 0 | 0 | 0 | 0 | 0 | 0 | 0 | 0
| Environmental - low CO2 cost |  | £m | 0 | 0 | 0 | 0 | 0 | 0 | 0 | 0 | 0 | 0 | 0 | 0 | 0 | 0 | 0 | 0 | 0 | 0 | 0 | 0 | 0 | 0 | 0 | 0 | 0 | 0 | 0 | 0 | 0 | 0 | 0 | 0 | 0 | 0 | 0 | 0 | 0 | 0 | 0 | 0 | 0 | 0 | 0 | 0 | 0 | 0 | 0 | 0 | 0 | 0
| Environmental - high CO2 cost |  | £m | 0 | 0 | 0 | 0 | 0 | 0 | 0 | 0 | 0 | 0 | 0 | 0 | 0 | 0 | 0 | 0 | 0 | 0 | 0 | 0 | 0 | 0 | 0 | 0 | 0 | 0 | 0 | 0 | 0 | 0 | 0 | 0 | 0 | 0 | 0 | 0 | 0 | 0 | 0 | 0 | 0 | 0 | 0 | 0 | 0 | 0 | 0 | 0 | 0 | 0
| Safety |  | £m | 0 | 0 | 0 | 0 | 0 | 0 | 0 | 0 | 0 | 0 | 0 | 0 | 0 | 0 | 0 | 0 | 0 | 0 | 0 | 0 | 0 | 0 | 0 | 0 | 0 | 0 | 0 | 0 | 0 | 0 | 0 | 0 | 0 | 0 | 0 | 0 | 0 | 0 | 0 | 0 | 0 | 0 | 0 | 0 | 0 | 0 | 0 | 0 | 0 | 0
| Financial |  |  | 0 | 0.25581 | 0.52333 | 0.66488 | 0.76351 | 0.86212 | 0.9099 | 0.94689 | 0.98266 | 1.0172 | 1.0506 | 1.0828 | 1.0904 | 1.0966 | 1.1023 | 1.1076 | 1.1125 | 1.117 | 1.1213 | 1.1252 | 1.1288 | 1.1321 | 1.1352 | 1.138 | 1.1406 | 1.143 | 1.1452 | 1.1473 | 1.1492 | 1.1509 | 1.1525 | 1.1596 | 1.1667 | 1.1737 | 1.1807 | 1.1876 | 1.1945 | 1.2014 | 1.2083 | 1.2153 | 1.2222 | 1.2292 | 1.2362 | 1.2433 | 1.2504 | 1.2576 | 1.2649 | 1.2722 | 1.2797 | 1.2872
| Other |  | £m | 0 | 0 | 0 | 0 | 0 | 0 | 0 | 0 | 0 | 0 | 0 | 0 | 0 | 0 | 0 | 0 | 0 | 0 | 0 | 0 | 0 | 0 | 0 | 0 | 0 | 0 | 0 | 0 | 0 | 0 | 0 | 0 | 0 | 0 | 0 | 0 | 0 | 0 | 0 | 0 | 0 | 0 | 0 | 0 | 0 | 0 | 0 | 0 | 0 | 0
Annual Total | Total - central carbon cost |  | £m | -2.8829 | -2.4582 | -2.6014 | -2.5638 | -2.5589 | 0.13563 | 0.53188 | 0.35719 | 0.53056 | 0.54557 | 0.70581 | 0.90015 | 0.83738 | 0.81314 | 0.92726 | 0.89797 | 1.1801 | 0.96985 | 1.0674 | 1.0303 | 1.1209 | 1.2474 | 1.165 | 1.1226 | 1.2011 | 1.143 | 1.3609 | 1.1473 | 1.2062 | 1.1509 | 1.2079 | 1.3083 | 1.221 | 1.1737 | 1.2339 | 1.1876 | 1.3903 | 1.2014 | 1.2596 | 1.2153 | 1.2725 | 1.3677 | 1.2855 | 1.2433 | 1.2987 | 1.2576 | 1.446 | 1.2722 | 1.3261 | 1.2872
| Total - low carbon cost |  | £m | -2.8829 | -2.4582 | -2.6014 | -2.5638 | -2.5589 | 0.13563 | 0.53188 | 0.35719 | 0.53056 | 0.54557 | 0.70581 | 0.90015 | 0.83738 | 0.81314 | 0.92726 | 0.89797 | 1.1801 | 0.96985 | 1.0674 | 1.0303 | 1.1209 | 1.2474 | 1.165 | 1.1226 | 1.2011 | 1.143 | 1.3609 | 1.1473 | 1.2062 | 1.1509 | 1.2079 | 1.3083 | 1.221 | 1.1737 | 1.2339 | 1.1876 | 1.3903 | 1.2014 | 1.2596 | 1.2153 | 1.2725 | 1.3677 | 1.2855 | 1.2433 | 1.2987 | 1.2576 | 1.446 | 1.2722 | 1.3261 | 1.2872
| Total - high carbon cost |  | £m | -2.8829 | -2.4582 | -2.6014 | -2.5638 | -2.5589 | 0.13563 | 0.53188 | 0.35719 | 0.53056 | 0.54557 | 0.70581 | 0.90015 | 0.83738 | 0.81314 | 0.92726 | 0.89797 | 1.1801 | 0.96985 | 1.0674 | 1.0303 | 1.1209 | 1.2474 | 1.165 | 1.1226 | 1.2011 | 1.143 | 1.3609 | 1.1473 | 1.2062 | 1.1509 | 1.2079 | 1.3083 | 1.221 | 1.1737 | 1.2339 | 1.1876 | 1.3903 | 1.2014 | 1.2596 | 1.2153 | 1.2725 | 1.3677 | 1.2855 | 1.2433 | 1.2987 | 1.2576 | 1.446 | 1.2722 | 1.3261 | 1.2872
Net Present Value | Total - central carbon cost |  | £m | -2.8829 | -5.3411 | -7.9424 | -10.5063 | -13.0651 | -12.9295 | -12.3976 | -12.0404 | -11.5098 | -10.9643 | -10.2585 | -9.3583 | -8.5209 | -7.7078 | -6.7805 | -5.8826 | -4.7024 | -3.7326 | -2.6651 | -1.6348 | -0.51395 | 0.73346 | 1.8985 | 3.0211 | 4.2222 | 5.3652 | 6.7261 | 7.8734 | 9.0796 | 10.2305 | 11.4384 | 12.7467 | 13.9678 | 15.1414 | 16.3754 | 17.563 | 18.9533 | 20.1547 | 21.4143 | 22.6295 | 23.902 | 25.2697 | 26.5552 | 27.7985 | 29.0972 | 30.3548 | 31.8008 | 33.0731 | 34.3992 | 35.6864
| Total - low carbon cost |  | £m | -2.8829 | -5.3411 | -7.9424 | -10.5063 | -13.0651 | -12.9295 | -12.3976 | -12.0404 | -11.5098 | -10.9643 | -10.2585 | -9.3583 | -8.5209 | -7.7078 | -6.7805 | -5.8826 | -4.7024 | -3.7326 | -2.6651 | -1.6348 | -0.51395 | 0.73346 | 1.8985 | 3.0211 | 4.2222 | 5.3652 | 6.7261 | 7.8734 | 9.0796 | 10.2305 | 11.4384 | 12.7467 | 13.9678 | 15.1414 | 16.3754 | 17.563 | 18.9533 | 20.1547 | 21.4143 | 22.6295 | 23.902 | 25.2697 | 26.5552 | 27.7985 | 29.0972 | 30.3548 | 31.8008 | 33.0731 | 34.3992 | 35.6864
| Total - high carbon cost |  | £m | -2.8829 | -5.3411 | -7.9424 | -10.5063 | -13.0651 | -12.9295 | -12.3976 | -12.0404 | -11.5098 | -10.9643 | -10.2585 | -9.3583 | -8.5209 | -7.7078 | -6.7805 | -5.8826 | -4.7024 | -3.7326 | -2.6651 | -1.6348 | -0.51395 | 0.73346 | 1.8985 | 3.0211 | 4.2222 | 5.3652 | 6.7261 | 7.8734 | 9.0796 | 10.2305 | 11.4384 | 12.7467 | 13.9678 | 15.1414 | 16.3754 | 17.563 | 18.9533 | 20.1547 | 21.4143 | 22.6295 | 23.902 | 25.2697 | 26.5552 | 27.7985 | 29.0972 | 30.3548 | 31.8008 | 33.0731 | 34.3992 | 35.6864
|  |  |  | 2027 | 2028 | 2029 | 2030 | 2031 | 2032 | 2033 | 2034 | 2035 | 2036 | 2037 | 2038 | 2039 | 2040 | 2041 | 2042 | 2043 | 2044 | 2045 | 2046 | 2047 | 2048 | 2049 | 2050 | 2051 | 2052 | 2053 | 2054 | 2055 | 2056 | 2057 | 2058 | 2059 | 2060 | 2061 | 2062 | 2063 | 2064 | 2065 | 2066 | 2067 | 2068 | 2069 | 2070 | 2071 | 2072 | 2073 | 2074 | 2075 | 2076
| Monetised risk - memo line |  | £m
Note on B10: Ofgem: Enter as year (eg 2027)
Note on C158: Duncan Innes:GT/GD
Note on C161: Duncan Innes: All sectors
Note on C162: Duncan Innes: All sectors
Note on B229: Ofgem: This line records the total monetised risk of the modelled scenario. It acts as a cross-reference between the CBA and NARM BPDTs and should not directly link to any formulas in the CBA analysis above.

## Option_2 Workings
Additional cost/benefit explanations
Please provide a short explanation of any additional cost/benefit lines that have been completed in addition to the pre-populated ones. This should include both a description of the nature of the cost/benefit, and an explanation of how the value was calculated, citing appropriate sources (eg for relevant global warming potentials). If an explanation has been provided within the EJP, then simply provide a reference to the relevant page number.
Overcrossing inspections OPEX | 232 | x every 2 years | A day's direct NGN cost (£232 based on 2023 CBA). | Or every 5 years on overcrossings in good condition
Reactive interventions | 300000 | Based on Team Street | Based on GD2 experience - 1 in 5 year period. Later with the "do nothing" strategy increase this annually by 1%
Planned intervention | 178276.56 | Based on average refurbishment unit cost and average security cost
Flood risk | 15000 | Estimated cost | Assuming one per year, every year
| ALL | HP ONLY |  |  |  | Pressure tier | number of Ocs | Ratio to total
Number of assets cond 1 | 94 | 12 |  |  |  | HP | 64 | 0.17297
Number of assets cond 2 | 147 | 41 |  |  |  | IP | 28 | 0.075676
Number of assets cond 3 | 87 | 10 |  |  |  | MP | 158 | 0.42703
Number of assets cond 4 | 36 | 1 |  |  |  | LP | 120 | 0.32432
Number of assets cond 5 | 6 | 0
Assumptions - Loss of Supply - OPTION 2 | OPTION 2 - refurbish Condition 5 HP overcrossings
Total Risk Formula used for the additional Loss of Supply
| Pre investment PoF - condition 1 | 1% |  | variable input
| Pre investment PoF - condition 2 | 1.05% |  | variable input
| Pre investment PoF - condition 3 | 1.15% |  | variable input
| Pre investment PoF - condition 4 | 1.3% |  | variable input
| Pre investment PoF - condition 5 | 3% |  | variable input
| PoC | 50% |  | variable input
| No. of customers | 5000 |  | ave. no. of customers on distribution overcrossings
| Cost per property | 300 |  | NGN calculated network LoS metric based on historic incidents
| Duration of incident (days) | 3 |  | NGN calculated network LoS metric
| Number of assets cond 1 | 94 | 25.41% | Based on current population
| Number of assets cond 2 | 147 | 39.73% | Based on current population
| Number of assets cond 3 | 87 | 23.51% | Based on current population
| Number of assets cond 4 | 36 | 9.73% | Based on current population
| Number of assets cond 5 | 6 | 1.622% | Based on current population
|  |  |  | 2027 | 2028 | 2029 | 2030 | 2031 | 2032 | 2033 | 2034 | 2035 | 2036 | 2037 | 2038 | 2039 | 2040 | 2041 | 2042 | 2043 | 2044 | 2045 | 2046 | 2047 | 2048 | 2049 | 2050 | 2051 | 2052 | 2053 | 2054 | 2055 | 2056 | 2057 | 2058 | 2059 | 2060 | 2061 | 2062 | 2063 | 2064 | 2065 | 2066 | 2067 | 2068 | 2069 | 2070 | 2071 | 2072 | 2073 | 2074 | 2075 | 2076
| PoF Deterioation per year Cond 1 | 0.4% |  | 1% | 1.004% | 1.008% | 1.012% | 1.016% | 1.02% | 1.024% | 1.028% | 1.032% | 1.037% | 1.041% | 1.045% | 1.049% | 1.053% | 1.057% | 1.062% | 1.066% | 1.07% | 1.075% | 1.079% | 1.083% | 1.087% | 1.092% | 1.096% | 1.101% | 1.105% | 1.109% | 1.114% | 1.118% | 1.123% | 1.127% | 1.132% | 1.136% | 1.141% | 1.145% | 1.15% | 1.155% | 1.159% | 1.164% | 1.168% | 1.173% | 1.178% | 1.183% | 1.187% | 1.192% | 1.197% | 1.202% | 1.206% | 1.211% | 1.216%
| PoF Deterioation per year Cond 2 | 0.5% |  | 1.05% | 1.055% | 1.061% | 1.066% | 1.071% | 1.077% | 1.082% | 1.087% | 1.093% | 1.098% | 1.104% | 1.109% | 1.115% | 1.12% | 1.126% | 1.132% | 1.137% | 1.143% | 1.149% | 1.154% | 1.16% | 1.166% | 1.172% | 1.178% | 1.184% | 1.189% | 1.195% | 1.201% | 1.207% | 1.213% | 1.219% | 1.226% | 1.232% | 1.238% | 1.244% | 1.25% | 1.257% | 1.263% | 1.269% | 1.275% | 1.282% | 1.288% | 1.295% | 1.301% | 1.308% | 1.314% | 1.321% | 1.327% | 1.334% | 1.341%
| PoF Deterioation per year Cond 3 | 0.9% |  | 1.15% | 1.16% | 1.171% | 1.181% | 1.192% | 1.203% | 1.214% | 1.224% | 1.235% | 1.247% | 1.258% | 1.269% | 1.281% | 1.292% | 1.304% | 1.315% | 1.327% | 1.339% | 1.351% | 1.363% | 1.376% | 1.388% | 1.401% | 1.413% | 1.426% | 1.439% | 1.452% | 1.465% | 1.478% | 1.491% | 1.505% | 1.518% | 1.532% | 1.546% | 1.56% | 1.574% | 1.588% | 1.602% | 1.616% | 1.631% | 1.646% | 1.66% | 1.675% | 1.691% | 1.706% | 1.721% | 1.737% | 1.752% | 1.768% | 1.784%
| PoF Deterioation per year Cond 4 | 1.6% |  | 1.3% | 1.321% | 1.342% | 1.363% | 1.385% | 1.407% | 1.43% | 1.453% | 1.476% | 1.5% | 1.524% | 1.548% | 1.573% | 1.598% | 1.624% | 1.649% | 1.676% | 1.703% | 1.73% | 1.758% | 1.786% | 1.814% | 1.843% | 1.873% | 1.903% | 1.933% | 1.964% | 1.996% | 2.028% | 2.06% | 2.093% | 2.126% | 2.16% | 2.195% | 2.23% | 2.266% | 2.302% | 2.339% | 2.376% | 2.414% | 2.453% | 2.492% | 2.532% | 2.573% | 2.614% | 2.656% | 2.698% | 2.741% | 2.785% | 2.83%
| PoF Deterioation per year Cond 5 | 4.6% |  | 3% | 3.138% | 3.282% | 3.433% | 3.591% | 3.756% | 3.929% | 4.11% | 4.299% | 4.497% | 4.704% | 4.92% | 5.146% | 5.383% | 5.631% | 5.89% | 6.161% | 6.444% | 6.74% | 7.051% | 7.375% | 7.714% | 8.069% | 8.44% | 8.828% | 9.234% | 9.659% | 10.1% | 10.57% | 11.05% | 11.56% | 12.09% | 12.65% | 13.23% | 13.84% | 14.48% | 15.14% | 15.84% | 16.57% | 17.33% | 18.13% | 18.96% | 19.84% | 20.75% | 21.7% | 22.7% | 23.75% | 24.84% | 25.98% | 27.18%
| Number of assets cond 1 |  |  | 94 | 119 | 144 | 169 | 194 | 219 | 244 | 269 | 294 | 319 | 344 | 369 | 370 | 370 | 370 | 370 | 370 | 370 | 370 | 370 | 370 | 370 | 370 | 370 | 370 | 370 | 370 | 370 | 370 | 370 | 370 | 370 | 370 | 370 | 370 | 370 | 370 | 370 | 370 | 370 | 370 | 370 | 370 | 370 | 370 | 370 | 370 | 370 | 370 | 370
| Number of assets cond 2 |  |  | 147 | 147 | 147 | 147 | 147 | 147 | 126 | 101 | 76 | 51 | 26 | 1 | 0 | 0 | 0 | 0 | 0 | 0 | 0 | 0 | 0 | 0 | 0 | 0 | 0 | 0 | 0 | 0 | 0 | 0 | 0 | 0 | 0 | 0 | 0 | 0 | 0 | 0 | 0 | 0 | 0 | 0 | 0 | 0 | 0 | 0 | 0 | 0 | 0 | 0
| Number of assets cond 3 |  |  | 87 | 77 | 67 | 54 | 29 | 4 | 0 | 0 | 0 | 0 | 0 | 0 | 0 | 0 | 0 | 0 | 0 | 0 | 0 | 0 | 0 | 0 | 0 | 0 | 0 | 0 | 0 | 0 | 0 | 0 | 0 | 0 | 0 | 0 | 0 | 0 | 0 | 0 | 0 | 0 | 0 | 0 | 0 | 0 | 0 | 0 | 0 | 0 | 0 | 0
| Number of assets cond 4 |  |  | 36 | 24 | 12 | 0 | 0 | 0 | 0 | 0 | 0 | 0 | 0 | 0 | 0 | 0 | 0 | 0 | 0 | 0 | 0 | 0 | 0 | 0 | 0 | 0 | 0 | 0 | 0 | 0 | 0 | 0 | 0 | 0 | 0 | 0 | 0 | 0 | 0 | 0 | 0 | 0 | 0 | 0 | 0 | 0 | 0 | 0 | 0 | 0 | 0 | 0
| Number of assets cond 5 |  |  | 6 | 3 | 0 | 0 | 0 | 0 | 0 | 0 | 0 | 0 | 0 | 0 | 0 | 0 | 0 | 0 | 0 | 0 | 0 | 0 | 0 | 0 | 0 | 0 | 0 | 0 | 0 | 0 | 0 | 0 | 0 | 0 | 0 | 0 | 0 | 0 | 0 | 0 | 0 | 0 | 0 | 0 | 0 | 0 | 0 | 0 | 0 | 0 | 0 | 0
| Baseline Total Risk (£m) |  |  | -9.297 | -9.1138 | -8.901 | -8.8089 | -8.7559 | -8.6957 | -8.6903 | -8.6949 | -8.6983 | -8.7003 | -8.7009 | -8.7002 | -8.7335 | -8.7684 | -8.8035 | -8.8387 | -8.8741 | -8.9096 | -8.9452 | -8.981 | -9.0169 | -9.053 | -9.0892 | -9.1256 | -9.1621 | -9.1987 | -9.2355 | -9.2724 | -9.3095 | -9.3468 | -9.3842 | -9.4217 | -9.4594 | -9.4972 | -9.5352 | -9.5734 | -9.6116 | -9.6501 | -9.6887 | -9.7275 | -9.7664 | -9.8054 | -9.8446 | -9.884 | -9.9236 | -9.9633 | -10.0031 | -10.0431 | -10.0833 | -10.1236
| Number of assets cond 1 intervened on |  |  | 0 | 0 | 0 | 0 | 0 | 0 | 0 | 0 | 0 | 0 | 0 | 25 | 25 | 25 | 25 | 25 | 25 | 25 | 25 | 25 | 25 | 25 | 25 | 25 | 25 | 25 | 25 | 25 | 25 | 25 | 25 | 25 | 25 | 25 | 25 | 25 | 25 | 25 | 25 | 25 | 25 | 25 | 25 | 25 | 25 | 25 | 25 | 25 | 25 | 25
| Number of assets cond 2 intervened on |  |  | 0 | 0 | 0 | 0 | 0 | 21 | 25 | 25 | 25 | 25 | 25 | 1 | 0 | 0 | 0 | 0 | 0 | 0 | 0 | 0 | 0 | 0 | 0 | 0 | 0 | 0 | 0 | 0 | 0 | 0 | 0 | 0 | 0 | 0 | 0 | 0 | 0 | 0 | 0 | 0 | 0 | 0 | 0 | 0 | 0 | 0 | 0 | 0 | 0 | 0
| Number of assets cond 3 intervened on |  |  | 10 | 10 | 13 | 25 | 25 | 4 | 0 | 0 | 0 | 0 | 0 | 0 | 0 | 0 | 0 | 0 | 0 | 0 | 0 | 0 | 0 | 0 | 0 | 0 | 0 | 0 | 0 | 0 | 0 | 0 | 0 | 0 | 0 | 0 | 0 | 0 | 0 | 0 | 0 | 0 | 0 | 0 | 0 | 0 | 0 | 0 | 0 | 0 | 0 | 0
| Number of assets cond 4 intervened on |  |  | 12 | 12 | 12 | 0 | 0 | 0 | 0 | 0 | 0 | 0 | 0 | 0 | 0 | 0 | 0 | 0 | 0 | 0 | 0 | 0 | 0 | 0 | 0 | 0 | 0 | 0 | 0 | 0 | 0 | 0 | 0 | 0 | 0 | 0 | 0 | 0 | 0 | 0 | 0 | 0 | 0 | 0 | 0 | 0 | 0 | 0 | 0 | 0 | 0 | 0
| Number of assets cond 5 intervened on |  |  | 3 | 3 | 0 | 0 | 0 | 0 | 0 | 0 | 0 | 0 | 0 | 0 | 0 | 0 | 0 | 0 | 0 | 0 | 0 | 0 | 0 | 0 | 0 | 0 | 0 | 0 | 0 | 0 | 0 | 0 | 0 | 0 | 0 | 0 | 0 | 0 | 0 | 0 | 0 | 0 | 0 | 0 | 0 | 0 | 0 | 0 | 0 | 0 | 0 | 0
| Number of interventions |  |  | 25 | 25 | 25 | 25 | 25 | 25 | 25 | 25 | 25 | 25 | 25 | 25 | 25 | 25 | 25 | 25 | 25 | 25 | 25 | 25 | 25 | 25 | 25 | 25 | 25 | 25 | 25 | 25 | 25 | 25 | 25 | 25 | 25 | 25 | 25 | 25 | 25 | 25 | 25 | 25 | 25 | 25 | 25 | 25 | 25 | 25 | 25 | 25 | 25 | 25
| OPEX cost for inspections (£m) |  |  | Based on current population 2027: -0.08584; Based on current population 2029: -0.089308; Based on current population 2031: -0.092916; Based on current population 2033: -0.09667; Based on current population 2038: -0.10673; Based on current population 2043: -0.11784; Based on current population 2048: -0.1301; Based on current population 2053: -0.14365; Based on current population 2058: -0.1586; Based on current population 2063: -0.1751; Based on current population 2068: -0.19333; Based on current population 2073: -0.21345
| OPEX cost for inspections (+2% annual inflation) | 2% |  | 85840 | 87556.8 | 89307.936 | 91094.0947 | 92915.9766 | 94774.2961 | 96669.7821 | 98603.1777 | 100575.2413 | 102586.7461 | 104638.481 | 106731.2506 | 108865.8756 | 111043.1932 | 113264.057 | 115529.3382 | 117839.9249 | 120196.7234 | 122600.6579 | 125052.671 | 127553.7245 | 130104.799 | 132706.8949 | 135361.0328 | 138068.2535 | 140829.6186 | 143646.2109 | 146519.1352 | 149449.5179 | 152438.5082 | 155487.2784 | 158597.0239 | 161768.9644 | 165004.3437 | 168304.4306 | 171670.5192 | 175103.9296 | 178606.0082 | 182178.1283 | 185821.6909 | 189538.1247 | 193328.8872 | 197195.465 | 201139.3743 | 205162.1617 | 209265.405 | 213450.7131 | 217719.7273 | 222074.1219 | 226515.6043
| Number of instances significant failure likely to occur |  |  | 0 | 0 | 0 | 0 | 0 | 0 | 0 | 0 | 0 | 0 | 0 | 0 | 0 | 0 | 0 | 0 | 0 | 0 | 0 | 0 | 0 | 0 | 0 | 0 | 0 | 0 | 0 | 0 | 0 | 0 | 0 | 0 | 0 | 0 | 0 | 0 | 0 | 0 | 0 | 0 | 0 | 0 | 0 | 0 | 0 | 0 | 0 | 0 | 0 | 0
| Reactive repair costs | 2% |  | 300000 | 306000 | 312120 | 318362.4 | 324729.648 | 331224.241 | 337848.7258 | 344605.7003 | 351497.8143 | 358527.7706 | 365698.326 | 373012.2925 | 380472.5384 | 388081.9891 | 395843.6289 | 403760.5015 | 411835.7115 | 420072.4258 | 428473.8743 | 437043.3518 | 445784.2188 | 454699.9032 | 463793.9012 | 473069.7793 | 482531.1748 | 492181.7983 | 502025.4343 | 512065.943 | 522307.2619 | 532753.4071 | 543408.4752 | 554276.6447 | 565362.1776 | 576669.4212 | 588202.8096 | 599966.8658 | 611966.2031 | 624205.5272 | 636689.6377 | 649423.4305 | 662411.8991 | 675660.1371 | 689173.3398 | 702956.8066 | 717015.9427 | 731356.2616 | 745983.3868 | 760903.0546 | 776121.1156 | 791643.538
| Reactive repair costs (£m) |  |  | Based on current population 2028: 0; Based on current population 2033: 0; Based on current population 2038: 0; Based on current population 2043: 0; Based on current population 2048: 0; Based on current population 2053: 0; Based on current population 2058: 0; Based on current population 2063: 0; Based on current population 2068: 0; Based on current population 2073: 0
| CAPEX planned intervention | 2% |  | -4.3069 | -4.3931 | -4.4809 | -4.5705 | -4.6619 | -4.7552 | -4.8503 | -4.9473 | -5.0462 | -5.1472 | -5.2501 | -5.3551 | -5.4622 | -5.5715 | -5.6829 | -5.7965 | -5.9125 | -6.0307 | -6.1513 | -6.2744 | -6.3998 | -6.5278 | -6.6584 | -6.7916 | -6.9274 | -7.0659 | -7.2073 | -7.3514 | -7.4984 | -7.6484 | -7.8014 | -7.9574 | -8.1166 | -8.2789 | -8.4445 | -8.6134 | -8.7856 | -8.9613 | -9.1406 | -9.3234 | -9.5098 | -9.7 | -9.894 | -10.0919 | -10.2938 | -10.4996 | -10.7096 | -10.9238 | -11.1423 | -11.3651
Long term cost/benefit assumptions
Please briefly summarise the assumptions you have used to calculate long-term (ie beyond the duration of the RIIO3 price control) costs and other inputs (eg "Opex assumed to increase at 1%/year based on historic trends"). In most cases we would expect these to be the same across the baseline and different options, but where this is not the case additional tabs can be completed as necessary. If detailed descriptions are required (eg to explain assumptions around whole life costs of assets) these should be included as part of the EJP
Capex | Not modelled in beyond RIIO-GD4 as proposals cover RIIO-GD3 only.
Opex | As per above
Leakage | N/A
Fatality risk | N/A
Non-Fatality risk | N/A
Cost cross-referencing
If there is any explanation required on how the cost data set out in the EJP totals to the lines in the CBA, please provide it here.
Costs in CBA reflected in sections 8 and 9 of EJP.

## Option_3
Summary | [7 empty] | Text Descriptions
[8 empty] | Option Description - this should allow us to quickly recognise the option being assessed (based on descriptions in the EJP and other documents) and distinguish it both from other investment areas and from other options. If appropriate, please provide sitemaps, photos or any other documents that will help with this identification (likely to be relevant for major projects rather than asset classes) | [6 empty] | Stakeholder Support Summary - please provide a synopsis which details the feedback from stakeholder group(s)
Option Name | Balanced Programme |  |  | Date Undertaken: | 2024-12-06
Scheme Reference ID | A22.k.NGN | [6 empty] | This option represents a more balanced approach that lies between Option_1 and Option_2. An optimal strategy would blend aspects from the thorough scope of Option_2 while moderating the frequency and intensity of interventions, ensuring both practicality and cost-efficiency. By choosing a more measured path, we can improve the safety and reliability of overcrossings without overstretching financial and logistical resources. This option looks to expand on Option_1 by extending the application to all pressure tiers. This ensures that the entire population of overcrossings is considered regardless of pressure tier, thus mitigating health and safety risks comprehensively. In contrast to the Option_2 which focuses on age and intervention history, this option prioritises asset health. This method is backed by our comprehensive inspection programme, which routinely assesses asset conditions. | [6 empty] | The different priorities between national, local and customer stakeholders highlights tensions between short- and long-term goals and the dynamics NGN must manage throughout RIIO-GD3. Customers (especially older, low income, and digitally excluded customers) value energy affordability above all other priorities. Conversely, future customers prioritise helping the region to meet climate change targets (and not leaving anyone behind). Local stakeholders generally share this long-term view; Furthermore, national groups say they will judge our performance by how resilient the business is. As customers are satisfied with the performance and availability of our services, they prefer us to maintain service levels at levels similar to today and asked for us to reduce future risk with targeted investments to enhance removal, reduction, resistance and recovery strategies. To balance stakeholders' priorities, we will maintain our position as the most efficient gas distribution operator, while investing in delivering continuous performance improvement. We will achieve this through targeted investment in low-regret innovation, enhanced stakeholder engagement, whole systems collaboration, data and digitalisation. Our rigorous engagement programme has helped us balance the clear need for greater regional support and investment, with the evident tension around the increased cost of living and ongoing affordability concerns.
Expenditure Type | Capex |  |  | Authorised By: | Dean Pearson
Preferred Option (Y/N) | Y
Spend Area (Please include relevant RRP/BPDT Table Reference) | CV5.06
First year of expenditure outflow | 2027
Payback position at year | Central CO2 Cost - PV of costs & benefits (£m) | Central CO2 Cost - NPV relative to baseline (£m) | Low CO2 cost - PV of costs & benefits (£m) | Low CO2 cost - NPV relative to baseline (£m) | High CO2 cost - PV of costs & benefits (£m) | High CO2 cost - NPV relative to baseline (£m)
2035 | -77.7836 | -1.0782 | -77.7836 | -1.0782 | -77.7836 | -1.0782
2040 | -110.5623 | 1.7849 | -110.5623 | 1.7849 | -110.5623 | 1.7849
2045 | -138.7331 | 5.2357 | -138.7331 | 5.2357 | -138.7331 | 5.2357
2050 | -162.982 | 9.0017 | -162.982 | 9.0017 | -162.982 | 9.0017
2060 | -202.19 | 17.2465 | -202.19 | 17.2465 | -202.19 | 17.2465
2070 | -232.7981 | 26.3733 | -232.7981 | 26.3733 | -232.7981 | 26.3733
Capitalisation rate | 33.7% | [6 empty] | Engineering Justification Summary - please provide a synopsis & share the document which articulates the full detailed explanation | [6 empty] | Company View - please provide a synopsis which details your view of how beneficial this option is.
[8 empty] | Our Overcrossings represent vulnerable sections of above-ground pipelines, subjected to increased deterioration and risk of third-party damage through accidental or negligent impact. This Engineering Justification Paper and accompanying CBA outlines our strategic proposal for investment in Overcrossings during the RIIO-GD3 period. The primary drivers for this investment proposal are the need to address asset health concerns, ensure the security of these exposed sections of pipeline and increase the resilience of these assets against climate change risks such as flooding. Key points addressed include the identification of Overcrossings as vulnerable pipeline sections prone to accelerated deterioration and third-party damage. Our proposed solution involves an intervention programme like those initiated in RIIO-GD1 and RIIO-GD2, aimed at mitigating risks associated with these assets, which include loss of supply, health and safety and environmental risks. We propose to continue targeting the worst-condition assets for upgrades (those of condition rating 4 & 5), whilst applying a deterioration rate witnessed during RIIO-GD2. This proactive strategy seeks to reduce the risks related to Overcrossings, maintaining the integrity and reliability of our pipeline network, while also reaffirming our dedication to following the HSE guidelines. Our recommended approach also involves an OPEX investment to remove decommissioned overcrossings that are in poor condition, aiming to boost efficiency and eliminate the inherent risks associated with these assets, such as the risk of collapse and ensuing physical or environmental damage, from the network. | [6 empty] | Beyond improving the condition of deteriorating overcrossings, we can also propose several removals in our OPEX plans based on existing data; specifically targeting tier 1 overcrossings and other decommissioned overcrossings that are either in a poor state or continue to face security issues. Throughout RIIO-GD3, it remains crucial to address overcrossings security concerns in alignment with the HSE expectations. The goal of this option is to ensure that every overcrossing is equipped with appropriate security measures. This option also specifically addresses flood risk, which we know is growing. This option provides the best balance of mitigating loss of supply risk from the baseline position whilst minimising additional Capex spend and also allow us to maintain HSE compliance - see A22.k NGN RIIO-GD3 Investment Decision Pack - Overcrossings EJP. Payback of 12 years is within the 16 year guidelines set out by Ofgem.
Expenditure Profile - Summary
| 2027 | 2028 | 2029 | 2030 | 2031 | Post RIIO3
| (£m) | (£m) | (£m) | (£m) | (£m) | (£m)
Capitalised costs | -0.39871 | -0.63607 | -1.9496 | -2.1739 | -1.8732 | 0
Non-capitalised costs | -0.08584 | 0 | -0.089308 | 0 | -0.092916 | -1.3355
| Asset Class | Unit | Comments
Output | Overcrossings Condition - remediation | 41 | For further details see A22.k NGN RIIO-GD3 Investment Decision Pack - Overcrossings EJP.
| Overcrossings Security | 60
| Overcrossings Flood Risk | 5
Financial Costs
Inputs
|  |  |  | RIIO3 |  |  |  |  | RIIO4 |  |  |  |  | RIIO5 |  |  |  |  | RIIO6 |  |  |  |  | RIIO7 |  |  |  |  | RIIO8 |  |  |  |  | RIIO9 |  |  |  |  | RIIO10 |  |  |  |  | RIIO11 |  |  |  |  | RIIO12
|  |  |  | 1 | 2 | 3 | 4 | 5 | 6 | 7 | 8 | 9 | 10 | 11 | 12 | 13 | 14 | 15 | 16 | 17 | 18 | 19 | 20 | 21 | 22 | 23 | 24 | 25 | 26 | 27 | 28 | 29 | 30 | 31 | 32 | 33 | 34 | 35 | 36 | 37 | 38 | 39 | 40 | 41 | 42 | 43 | 44 | 45 | 46 | 47 | 48 | 49 | 50
| Asset Class | Intervention type |  | 2027 | 2028 | 2029 | 2030 | 2031 | 2032 | 2033 | 2034 | 2035 | 2036 | 2037 | 2038 | 2039 | 2040 | 2041 | 2042 | 2043 | 2044 | 2045 | 2046 | 2047 | 2048 | 2049 | 2050 | 2051 | 2052 | 2053 | 2054 | 2055 | 2056 | 2057 | 2058 | 2059 | 2060 | 2061 | 2062 | 2063 | 2064 | 2065 | 2066 | 2067 | 2068 | 2069 | 2070 | 2071 | 2072 | 2073 | 2074 | 2075 | 2076
Capex/Repex | LTS pipelines - piggable | Refurbishment - partial | £m | RIIO3 1 2027: -0.068966; RIIO3 2 2028: -0.11002; RIIO3 3 2029: -0.33723; RIIO3 4 2030: -0.37603; RIIO3 5 2031: -0.32401
| Mains - Steel mains - 4"-8" | Refurbishment - partial | £m | RIIO3 1 2027: -0.32974; RIIO3 2 2028: -0.52605; RIIO3 3 2029: -1.6124; RIIO3 4 2030: -1.7979; RIIO3 5 2031: -1.5492
£m
£m
£m
£m
£m
£m
£m
£m
| Total Capex | (1) | £m | -0.39871 | -0.63607 | -1.9496 | -2.1739 | -1.8732 | 0 | 0 | 0 | 0 | 0 | 0 | 0 | 0 | 0 | 0 | 0 | 0 | 0 | 0 | 0 | 0 | 0 | 0 | 0 | 0 | 0 | 0 | 0 | 0 | 0 | 0 | 0 | 0 | 0 | 0 | 0 | 0 | 0 | 0 | 0 | 0 | 0 | 0 | 0 | 0 | 0 | 0 | 0 | 0 | 0
Associated direct opex | Maintenance & repair | Inspections | £m | -0.08584 | 0 | -0.089308 | 0 | -0.092916 | 0 | -0.09667 | 0 | 0 | 0 | 0 | -0.10673 | 0 | 0 | 0 | 0 | -0.11784 | 0 | 0 | 0 | 0 | -0.1301 | 0 | 0 | 0 | 0 | -0.14365 | 0 | 0 | 0 | 0 | -0.1586 | 0 | 0 | 0 | 0 | -0.1751 | 0 | 0 | 0 | 0 | -0.19333 | 0 | 0 | 0 | 0 | -0.21345 | 0 | 0 | 0
£m
£m
£m
£m
| Total Opex |  | £m | -0.08584 | 0 | -0.089308 | 0 | -0.092916 | 0 | -0.09667 | 0 | 0 | 0 | 0 | -0.10673 | 0 | 0 | 0 | 0 | -0.11784 | 0 | 0 | 0 | 0 | -0.1301 | 0 | 0 | 0 | 0 | -0.14365 | 0 | 0 | 0 | 0 | -0.1586 | 0 | 0 | 0 | 0 | -0.1751 | 0 | 0 | 0 | 0 | -0.19333 | 0 | 0 | 0 | 0 | -0.21345 | 0 | 0 | 0
Pass through costs | Leakage |  | £m | 0 | 0 | 0 | 0 | 0 | 0 | 0 | 0 | 0 | 0 | 0 | 0 | 0 | 0 | 0 | 0 | 0 | 0 | 0 | 0 | 0 | 0 | 0 | 0 | 0 | 0 | 0 | 0 | 0 | 0 | 0 | 0 | 0 | 0 | 0 | 0 | 0 | 0 | 0 | 0 | 0 | 0 | 0 | 0 | 0 | 0 | 0 | 0 | 0 | 0
£m
| Total Pass Through Costs |  | £m | 0 | 0 | 0 | 0 | 0 | 0 | 0 | 0 | 0 | 0 | 0 | 0 | 0 | 0 | 0 | 0 | 0 | 0 | 0 | 0 | 0 | 0 | 0 | 0 | 0 | 0 | 0 | 0 | 0 | 0 | 0 | 0 | 0 | 0 | 0 | 0 | 0 | 0 | 0 | 0 | 0 | 0 | 0 | 0 | 0 | 0 | 0 | 0 | 0 | 0
Annual cost calculations |  |  |  | 2027 | 2028 | 2029 | 2030 | 2031 | 2032 | 2033 | 2034 | 2035 | 2036 | 2037 | 2038 | 2039 | 2040 | 2041 | 2042 | 2043 | 2044 | 2045 | 2046 | 2047 | 2048 | 2049 | 2050 | 2051 | 2052 | 2053 | 2054 | 2055 | 2056 | 2057 | 2058 | 2059 | 2060 | 2061 | 2062 | 2063 | 2064 | 2065 | 2066 | 2067 | 2068 | 2069 | 2070 | 2071 | 2072 | 2073 | 2074 | 2075 | 2076
| Capitalisation rates | (2) | % | 33.7% | 33.7% | 33.7% | 33.7% | 33.7% | 33.7% | 33.7% | 33.7% | 33.7% | 33.7% | 33.7% | 33.7% | 33.7% | 33.7% | 33.7% | 33.7% | 33.7% | 33.7% | 33.7% | 33.7% | 33.7% | 33.7% | 33.7% | 0% | 0% | 0% | 0% | 0% | 0% | 0% | 0% | 0% | 0% | 0% | 0% | 0% | 0% | 0% | 0% | 0% | 0% | 0% | 0% | 0% | 0% | 0% | 0% | 0% | 0% | 0%
| Capitalised investment | (3)=(1)x(2) | £m | -0.13436 | -0.21436 | -0.65702 | -0.73262 | -0.63127 | 0 | 0 | 0 | 0 | 0 | 0 | 0 | 0 | 0 | 0 | 0 | 0 | 0 | 0 | 0 | 0 | 0 | 0 | 0 | 0 | 0 | 0 | 0 | 0 | 0 | 0 | 0 | 0 | 0 | 0 | 0 | 0 | 0 | 0 | 0 | 0 | 0 | 0 | 0 | 0 | 0 | 0 | 0 | 0 | 0
| Investment to be expensed | (4)=(1)-(3) | £m | -0.26434 | -0.42172 | -1.2926 | -1.4413 | -1.2419 | 0 | 0 | 0 | 0 | 0 | 0 | 0 | 0 | 0 | 0 | 0 | 0 | 0 | 0 | 0 | 0 | 0 | 0 | 0 | 0 | 0 | 0 | 0 | 0 | 0 | 0 | 0 | 0 | 0 | 0 | 0 | 0 | 0 | 0 | 0 | 0 | 0 | 0 | 0 | 0 | 0 | 0 | 0 | 0 | 0
| 2027 Depreciation | (5)2027=(3)2027*Dep_ratet | £m |  | -0.011197 | -0.01071 | -0.010223 | -0.0097366 | -0.0092497 | -0.0087629 | -0.0082761 | -0.0077893 | -0.0073024 | -0.0068156 | -0.0063288 | -0.0058419 | -0.0053551 | -0.0048683 | -0.0043815 | -0.0038946 | -0.0034078 | -0.002921 | -0.0024341 | -0.0019473 | -0.0014605 | -0.00097366 | -0.00048683 | 0 | 0 | 0 | 0 | 0 | 0 | 0 | 0 | 0 | 0 | 0 | 0 | 0 | 0 | 0 | 0 | 0 | 0 | 0 | 0 | 0 | 0 | 0 | 0 | 0 | 0
| 2028 Depreciation | (5)2028=(3)2028*Dep_ratet | £m |  |  | -0.01864 | -0.017792 | -0.016945 | -0.016098 | -0.015251 | -0.014403 | -0.013556 | -0.012709 | -0.011862 | -0.011014 | -0.010167 | -0.0093198 | -0.0084726 | -0.0076253 | -0.0067781 | -0.0059308 | -0.0050835 | -0.0042363 | -0.003389 | -0.0025418 | -0.0016945 | -0.00084726 | 0 | 0 | 0 | 0 | 0 | 0 | 0 | 0 | 0 | 0 | 0 | 0 | 0 | 0 | 0 | 0 | 0 | 0 | 0 | 0 | 0 | 0 | 0 | 0 | 0 | 0
| 2029 Depreciation | (5)2029=(3)2029*Dep_ratet | £m |  |  |  | -0.059729 | -0.056885 | -0.054041 | -0.051197 | -0.048352 | -0.045508 | -0.042664 | -0.03982 | -0.036975 | -0.034131 | -0.031287 | -0.028443 | -0.025598 | -0.022754 | -0.01991 | -0.017066 | -0.014221 | -0.011377 | -0.0085328 | -0.0056885 | -0.0028443 | 0 | 0 | 0 | 0 | 0 | 0 | 0 | 0 | 0 | 0 | 0 | 0 | 0 | 0 | 0 | 0 | 0 | 0 | 0 | 0 | 0 | 0 | 0 | 0 | 0 | 0
| 2030 Depreciation | (5)2030=(3)2030*Dep_ratet | £m |  |  |  |  | -0.069773 | -0.066284 | -0.062796 | -0.059307 | -0.055818 | -0.05233 | -0.048841 | -0.045352 | -0.041864 | -0.038375 | -0.034887 | -0.031398 | -0.027909 | -0.024421 | -0.020932 | -0.017443 | -0.013955 | -0.010466 | -0.0069773 | -0.0034887 | 0 | 0 | 0 | 0 | 0 | 0 | 0 | 0 | 0 | 0 | 0 | 0 | 0 | 0 | 0 | 0 | 0 | 0 | 0 | 0 | 0 | 0 | 0 | 0 | 0 | 0
| 2031 Depreciation | (5)2031=(3)2031*Dep_ratet | £m | [5 empty] | -0.063127 | -0.059805 | -0.056482 | -0.05316 | -0.049837 | -0.046515 | -0.043192 | -0.03987 | -0.036547 | -0.033225 | -0.029902 | -0.02658 | -0.023257 | -0.019935 | -0.016612 | -0.01329 | -0.0099674 | -0.0066449 | -0.0033225 | 0 | 0 | 0 | 0 | 0 | 0 | 0 | 0 | 0 | 0 | 0 | 0 | 0 | 0 | 0 | 0 | 0 | 0 | 0 | 0 | 0 | 0 | 0 | 0 | 0 | 0
| 2032 Depreciation | (5)2032=(3)2032*Dep_ratet | £m | [6 empty] | 0 | 0 | 0 | 0 | 0 | 0 | 0 | 0 | 0 | 0 | 0 | 0 | 0 | 0 | 0 | 0 | 0 | 0 | 0 | 0 | 0 | 0 | 0 | 0 | 0 | 0 | 0 | 0 | 0 | 0 | 0 | 0 | 0 | 0 | 0 | 0 | 0 | 0 | 0 | 0 | 0 | 0 | 0 | 0
| 2033 Depreciation | (5)2033=(3)2033*Dep_ratet | £m | [7 empty] | 0 | 0 | 0 | 0 | 0 | 0 | 0 | 0 | 0 | 0 | 0 | 0 | 0 | 0 | 0 | 0 | 0 | 0 | 0 | 0 | 0 | 0 | 0 | 0 | 0 | 0 | 0 | 0 | 0 | 0 | 0 | 0 | 0 | 0 | 0 | 0 | 0 | 0 | 0 | 0 | 0 | 0 | 0
| 2034 Depreciation | (5)2034=(3)2034*Dep_ratet | £m | [8 empty] | 0 | 0 | 0 | 0 | 0 | 0 | 0 | 0 | 0 | 0 | 0 | 0 | 0 | 0 | 0 | 0 | 0 | 0 | 0 | 0 | 0 | 0 | 0 | 0 | 0 | 0 | 0 | 0 | 0 | 0 | 0 | 0 | 0 | 0 | 0 | 0 | 0 | 0 | 0 | 0 | 0 | 0
| 2035 Depreciation | (5)2035=(3)2035*Dep_ratet | £m | [9 empty] | 0 | 0 | 0 | 0 | 0 | 0 | 0 | 0 | 0 | 0 | 0 | 0 | 0 | 0 | 0 | 0 | 0 | 0 | 0 | 0 | 0 | 0 | 0 | 0 | 0 | 0 | 0 | 0 | 0 | 0 | 0 | 0 | 0 | 0 | 0 | 0 | 0 | 0 | 0 | 0 | 0
| 2036 Depreciation | (5)2036=(3)2036*Dep_ratet | £m | [10 empty] | 0 | 0 | 0 | 0 | 0 | 0 | 0 | 0 | 0 | 0 | 0 | 0 | 0 | 0 | 0 | 0 | 0 | 0 | 0 | 0 | 0 | 0 | 0 | 0 | 0 | 0 | 0 | 0 | 0 | 0 | 0 | 0 | 0 | 0 | 0 | 0 | 0 | 0 | 0 | 0
| 2037 Depreciation | (5)2037=(3)2037*Dep_ratet | £m | [11 empty] | 0 | 0 | 0 | 0 | 0 | 0 | 0 | 0 | 0 | 0 | 0 | 0 | 0 | 0 | 0 | 0 | 0 | 0 | 0 | 0 | 0 | 0 | 0 | 0 | 0 | 0 | 0 | 0 | 0 | 0 | 0 | 0 | 0 | 0 | 0 | 0 | 0 | 0 | 0
| 2038 Depreciation | (5)2038=(3)2038*Dep_ratet | £m | [12 empty] | 0 | 0 | 0 | 0 | 0 | 0 | 0 | 0 | 0 | 0 | 0 | 0 | 0 | 0 | 0 | 0 | 0 | 0 | 0 | 0 | 0 | 0 | 0 | 0 | 0 | 0 | 0 | 0 | 0 | 0 | 0 | 0 | 0 | 0 | 0 | 0 | 0 | 0
| 2039 Depreciation | (5)2039=(3)2039*Dep_ratet | £m | [13 empty] | 0 | 0 | 0 | 0 | 0 | 0 | 0 | 0 | 0 | 0 | 0 | 0 | 0 | 0 | 0 | 0 | 0 | 0 | 0 | 0 | 0 | 0 | 0 | 0 | 0 | 0 | 0 | 0 | 0 | 0 | 0 | 0 | 0 | 0 | 0 | 0 | 0
| 2040 Depreciation | (5)2040=(3)2040*Dep_ratet | £m | [14 empty] | 0 | 0 | 0 | 0 | 0 | 0 | 0 | 0 | 0 | 0 | 0 | 0 | 0 | 0 | 0 | 0 | 0 | 0 | 0 | 0 | 0 | 0 | 0 | 0 | 0 | 0 | 0 | 0 | 0 | 0 | 0 | 0 | 0 | 0 | 0 | 0
| 2041 Depreciation | (5)2041=(3)2041*Dep_ratet | £m | [15 empty] | 0 | 0 | 0 | 0 | 0 | 0 | 0 | 0 | 0 | 0 | 0 | 0 | 0 | 0 | 0 | 0 | 0 | 0 | 0 | 0 | 0 | 0 | 0 | 0 | 0 | 0 | 0 | 0 | 0 | 0 | 0 | 0 | 0 | 0 | 0
| 2042 Depreciation | (5)2042=(3)2042*Dep_ratet | £m | [16 empty] | 0 | 0 | 0 | 0 | 0 | 0 | 0 | 0 | 0 | 0 | 0 | 0 | 0 | 0 | 0 | 0 | 0 | 0 | 0 | 0 | 0 | 0 | 0 | 0 | 0 | 0 | 0 | 0 | 0 | 0 | 0 | 0 | 0 | 0
| 2043 Depreciation | (5)2043=(3)2043*Dep_ratet | £m | [17 empty] | 0 | 0 | 0 | 0 | 0 | 0 | 0 | 0 | 0 | 0 | 0 | 0 | 0 | 0 | 0 | 0 | 0 | 0 | 0 | 0 | 0 | 0 | 0 | 0 | 0 | 0 | 0 | 0 | 0 | 0 | 0 | 0 | 0
| 2044 Depreciation | (5)2044=(3)2044*Dep_ratet | £m | [18 empty] | 0 | 0 | 0 | 0 | 0 | 0 | 0 | 0 | 0 | 0 | 0 | 0 | 0 | 0 | 0 | 0 | 0 | 0 | 0 | 0 | 0 | 0 | 0 | 0 | 0 | 0 | 0 | 0 | 0 | 0 | 0 | 0
| 2045 Depreciation | (5)2045=(3)2045*Dep_ratet | £m | [19 empty] | 0 | 0 | 0 | 0 | 0 | 0 | 0 | 0 | 0 | 0 | 0 | 0 | 0 | 0 | 0 | 0 | 0 | 0 | 0 | 0 | 0 | 0 | 0 | 0 | 0 | 0 | 0 | 0 | 0 | 0 | 0
| 2046 Depreciation | (5)2046=(3)2046*Dep_ratet | £m | [20 empty] | 0 | 0 | 0 | 0 | 0 | 0 | 0 | 0 | 0 | 0 | 0 | 0 | 0 | 0 | 0 | 0 | 0 | 0 | 0 | 0 | 0 | 0 | 0 | 0 | 0 | 0 | 0 | 0 | 0 | 0
| 2047 Depreciation | (5)2047=(3)2047*Dep_ratet | £m | 2048: 0; 2049: 0; 2050: 0; 2051: 0; 2052: 0; 2053: 0; 2054: 0; 2055: 0; 2056: 0; 2057: 0; 2058: 0; 2059: 0; 2060: 0; 2061: 0; 2062: 0; 2063: 0; 2064: 0; 2065: 0; 2066: 0; 2067: 0; 2068: 0; 2069: 0; 2070: 0; 2071: 0; 2072: 0; 2073: 0; 2074: 0; 2075: 0; 2076: 0
| 2048 Depreciation | (5)2048=(3)2048*Dep_ratet | £m | 2049: 0; 2050: 0; 2051: 0; 2052: 0; 2053: 0; 2054: 0; 2055: 0; 2056: 0; 2057: 0; 2058: 0; 2059: 0; 2060: 0; 2061: 0; 2062: 0; 2063: 0; 2064: 0; 2065: 0; 2066: 0; 2067: 0; 2068: 0; 2069: 0; 2070: 0; 2071: 0; 2072: 0; 2073: 0; 2074: 0; 2075: 0; 2076: 0
| 2049 Depreciation | (5)2049=(3)2049*Dep_ratet | £m | 2050: 0; 2051: 0; 2052: 0; 2053: 0; 2054: 0; 2055: 0; 2056: 0; 2057: 0; 2058: 0; 2059: 0; 2060: 0; 2061: 0; 2062: 0; 2063: 0; 2064: 0; 2065: 0; 2066: 0; 2067: 0; 2068: 0; 2069: 0; 2070: 0; 2071: 0; 2072: 0; 2073: 0; 2074: 0; 2075: 0; 2076: 0
| 2050 Depreciation | (5)2050=(3)2050*Dep_ratet | £m
| 2051 Depreciation | (5)2051=(3)2051*Dep_ratet | £m
| 2052 Depreciation | (5)2052=(3)2052*Dep_ratet | £m
| 2053 Depreciation | (5)2053=(3)2053*Dep_ratet | £m
| 2054 Depreciation | (5)2054=(3)2054*Dep_ratet | £m
| 2055 Depreciation | (5)2055=(3)2055*Dep_ratet | £m
| 2056 Depreciation | (5)2056=(3)2056*Dep_ratet | £m
| 2057 Depreciation | (5)2057=(3)2057*Dep_ratet | £m
| 2058 Depreciation | (5)2058=(3)2058*Dep_ratet | £m
| 2059 Depreciation | (5)2059=(3)2059*Dep_ratet | £m
| 2060 Depreciation | (5)2060=(3)2060*Dep_ratet | £m
| 2061 Depreciation | (5)2061=(3)2061*Dep_ratet | £m
| 2062 Depreciation | (5)2062=(3)2062*Dep_ratet | £m
| 2063 Depreciation | (5)2063=(3)2063*Dep_ratet | £m
| 2064 Depreciation | (5)2064=(3)2064*Dep_ratet | £m
| 2065 Depreciation | (5)2065=(3)2065*Dep_ratet | £m
| 2066 Depreciation | (5)2066=(3)2066*Dep_ratet | £m
| 2067 Depreciation | (5)2067=(3)2067*Dep_ratet | £m
| 2068 Depreciation | (5)2068=(3)2068*Dep_ratet | £m
| 2069 Depreciation | (5)2069=(3)2069*Dep_ratet | £m
| 2070 Depreciation | (5)2070=(3)2070*Dep_ratet | £m
| Depreciation | (5)=∑(5)t | £m | 0 | -0.011197 | -0.02935 | -0.087745 | -0.15334 | -0.2088 | -0.19781 | -0.18682 | -0.17583 | -0.16484 | -0.15385 | -0.14286 | -0.13187 | -0.12088 | -0.10989 | -0.098905 | -0.087916 | -0.076926 | -0.065937 | -0.054947 | -0.043958 | -0.032968 | -0.021979 | -0.010989 | 0 | 0 | 0 | 0 | 0 | 0 | 0 | 0 | 0 | 0 | 0 | 0 | 0 | 0 | 0 | 0 | 0 | 0 | 0 | 0 | 0 | 0 | 0 | 0 | 0 | 0
| Opening RAV balance | (6op)t=(6cl)t-1 | £m | 0 | -0.13436 | -0.33752 | -0.9652 | -1.6101 | -2.088 | -1.8792 | -1.6814 | -1.4946 | -1.3187 | -1.1539 | -1 | -0.85718 | -0.7253 | -0.60442 | -0.49453 | -0.39562 | -0.30771 | -0.23078 | -0.16484 | -0.10989 | -0.065937 | -0.032968 | -0.010989 | -4.198e-16 | -4.198e-16 | -4.198e-16 | -4.198e-16 | -4.198e-16 | -4.198e-16 | -4.198e-16 | -4.198e-16 | -4.198e-16 | -4.198e-16 | -4.198e-16 | -4.198e-16 | -4.198e-16 | -4.198e-16 | -4.198e-16 | -4.198e-16 | -4.198e-16 | -4.198e-16 | -4.198e-16 | -4.198e-16 | -4.198e-16 | -4.198e-16 | -4.198e-16 | -4.198e-16 | -4.198e-16 | -4.198e-16
| Discounted RAV balance | (6D)=(6cl)*(1/1+WACC)) | £m | -0.1293 | -0.32479 | -0.92879 | -1.5493 | -2.0092 | -1.8083 | -1.618 | -1.4382 | -1.269 | -1.1104 | -0.96232 | -0.82484 | -0.69795 | -0.58162 | -0.47587 | -0.3807 | -0.2961 | -0.22207 | -0.15862 | -0.10575 | -0.06345 | -0.031725 | -0.010575 | -4.0397e-16 | -4.0397e-16 | -4.0397e-16 | -4.0397e-16 | -4.0397e-16 | -4.0397e-16 | -4.0397e-16 | -4.0397e-16 | -4.0397e-16 | -4.0397e-16 | -4.0397e-16 | -4.0397e-16 | -4.0397e-16 | -4.0397e-16 | -4.0397e-16 | -4.0397e-16 | -4.0397e-16 | -4.0397e-16 | -4.0397e-16 | -4.0397e-16 | -4.0397e-16 | -4.0397e-16 | -4.0397e-16 | -4.0397e-16 | -4.0397e-16 | -4.0397e-16 | -4.0397e-16
| Closing RAV balance | (6cl)=(3)-(5)+(6op) | £m | -0.13436 | -0.33752 | -0.9652 | -1.6101 | -2.088 | -1.8792 | -1.6814 | -1.4946 | -1.3187 | -1.1539 | -1 | -0.85718 | -0.7253 | -0.60442 | -0.49453 | -0.39562 | -0.30771 | -0.23078 | -0.16484 | -0.10989 | -0.065937 | -0.032968 | -0.010989 | -4.198e-16 | -4.198e-16 | -4.198e-16 | -4.198e-16 | -4.198e-16 | -4.198e-16 | -4.198e-16 | -4.198e-16 | -4.198e-16 | -4.198e-16 | -4.198e-16 | -4.198e-16 | -4.198e-16 | -4.198e-16 | -4.198e-16 | -4.198e-16 | -4.198e-16 | -4.198e-16 | -4.198e-16 | -4.198e-16 | -4.198e-16 | -4.198e-16 | -4.198e-16 | -4.198e-16 | -4.198e-16 | -4.198e-16 | -4.198e-16
| Cost of Capital | (6)=avg[(6D),(6op)]xWACC | £m | -0.0025342 | -0.0089995 | -0.02482 | -0.049285 | -0.070938 | -0.076368 | -0.068544 | -0.061144 | -0.054166 | -0.04761 | -0.041478 | -0.035768 | -0.03048 | -0.025616 | -0.021174 | -0.017154 | -0.013558 | -0.010384 | -0.0076323 | -0.0053036 | -0.0033975 | -0.0019142 | -0.00085345 | -0.00021539 | -1.6146e-17 | -1.6146e-17 | -1.6146e-17 | -1.6146e-17 | -1.6146e-17 | -1.6146e-17 | -1.6146e-17 | -1.6146e-17 | -1.6146e-17 | -1.6146e-17 | -1.6146e-17 | -1.6146e-17 | -1.6146e-17 | -1.6146e-17 | -1.6146e-17 | -1.6146e-17 | -1.6146e-17 | -1.6146e-17 | -1.6146e-17 | -1.6146e-17 | -1.6146e-17 | -1.6146e-17 | -1.6146e-17 | -1.6146e-17 | -1.6146e-17 | -1.6146e-17
| Total Capitalised Costs | (7)=(5)+(6) | £m | -0.0025342 | -0.020197 | -0.05417 | -0.13703 | -0.22428 | -0.28517 | -0.26635 | -0.24796 | -0.23 | -0.21245 | -0.19533 | -0.17863 | -0.16235 | -0.1465 | -0.13107 | -0.11606 | -0.10147 | -0.08731 | -0.073569 | -0.060251 | -0.047355 | -0.034883 | -0.022832 | -0.011205 | -1.6146e-17 | -1.6146e-17 | -1.6146e-17 | -1.6146e-17 | -1.6146e-17 | -1.6146e-17 | -1.6146e-17 | -1.6146e-17 | -1.6146e-17 | -1.6146e-17 | -1.6146e-17 | -1.6146e-17 | -1.6146e-17 | -1.6146e-17 | -1.6146e-17 | -1.6146e-17 | -1.6146e-17 | -1.6146e-17 | -1.6146e-17 | -1.6146e-17 | -1.6146e-17 | -1.6146e-17 | -1.6146e-17 | -1.6146e-17 | -1.6146e-17 | -1.6146e-17
| Total Non-Capitalised Costs |  |  | -0.35018 | -0.42172 | -1.3819 | -1.4413 | -1.3349 | 0 | -0.09667 | 0 | 0 | 0 | 0 | -0.10673 | 0 | 0 | 0 | 0 | -0.11784 | 0 | 0 | 0 | 0 | -0.1301 | 0 | 0 | 0 | 0 | -0.14365 | 0 | 0 | 0 | 0 | -0.1586 | 0 | 0 | 0 | 0 | -0.1751 | 0 | 0 | 0 | 0 | -0.19333 | 0 | 0 | 0 | 0 | -0.21345 | 0 | 0 | 0
| Total Direct Costs |  |  | -0.35272 | -0.44191 | -1.4361 | -1.5784 | -1.5591 | -0.28517 | -0.36302 | -0.24796 | -0.23 | -0.21245 | -0.19533 | -0.28536 | -0.16235 | -0.1465 | -0.13107 | -0.11606 | -0.21931 | -0.08731 | -0.073569 | -0.060251 | -0.047355 | -0.16499 | -0.022832 | -0.011205 | -1.6146e-17 | -1.6146e-17 | -0.14365 | -1.6146e-17 | -1.6146e-17 | -1.6146e-17 | -1.6146e-17 | -0.1586 | -1.6146e-17 | -1.6146e-17 | -1.6146e-17 | -1.6146e-17 | -0.1751 | -1.6146e-17 | -1.6146e-17 | -1.6146e-17 | -1.6146e-17 | -0.19333 | -1.6146e-17 | -1.6146e-17 | -1.6146e-17 | -1.6146e-17 | -0.21345 | -1.6146e-17 | -1.6146e-17 | -1.6146e-17
Non-Financial Costs/Benefits
Calculated values
| Category | Description |  | 2027 | 2028 | 2029 | 2030 | 2031 | 2032 | 2033 | 2034 | 2035 | 2036 | 2037 | 2038 | 2039 | 2040 | 2041 | 2042 | 2043 | 2044 | 2045 | 2046 | 2047 | 2048 | 2049 | 2050 | 2051 | 2052 | 2053 | 2054 | 2055 | 2056 | 2057 | 2058 | 2059 | 2060 | 2061 | 2062 | 2063 | 2064 | 2065 | 2066 | 2067 | 2068 | 2069 | 2070 | 2071 | 2072 | 2073 | 2074 | 2075 | 2076
Non-financial benefits/costs - values | Environmental | Leakage | £m | 0 | 0 | 0 | 0 | 0 | 0 | 0 | 0 | 0 | 0 | 0 | 0 | 0 | 0 | 0 | 0 | 0 | 0 | 0 | 0 | 0 | 0 | 0 | 0 | 0 | 0 | 0 | 0 | 0 | 0 | 0 | 0 | 0 | 0 | 0 | 0 | 0 | 0 | 0 | 0 | 0 | 0 | 0 | 0 | 0 | 0 | 0 | 0 | 0 | 0
| Environmental |  | £m
| Environmental |  | £m
| Safety | Fatality risk | £m | 0 | 0 | 0 | 0 | 0 | 0 | 0 | 0 | 0 | 0 | 0 | 0 | 0 | 0 | 0 | 0 | 0 | 0 | 0 | 0 | 0 | 0 | 0 | 0 | 0 | 0 | 0 | 0 | 0 | 0 | 0 | 0 | 0 | 0 | 0 | 0 | 0 | 0 | 0 | 0 | 0 | 0 | 0 | 0 | 0 | 0 | 0 | 0 | 0 | 0
| Safety | Non-Fatality risk | £m | 0 | 0 | 0 | 0 | 0 | 0 | 0 | 0 | 0 | 0 | 0 | 0 | 0 | 0 | 0 | 0 | 0 | 0 | 0 | 0 | 0 | 0 | 0 | 0 | 0 | 0 | 0 | 0 | 0 | 0 | 0 | 0 | 0 | 0 | 0 | 0 | 0 | 0 | 0 | 0 | 0 | 0 | 0 | 0 | 0 | 0 | 0 | 0 | 0 | 0
| Safety |  | £m
| Safety |  | £m
| Financial | NGN VF Financial Risk | £m
| Financial | NGN VF Customer Risk | £m | -9.297 | -9.1865 | -9.1094 | -9.0927 | -9.0684 | -9.0452 | -9.0971 | -9.1494 | -9.2019 | -9.2548 | -9.3081 | -9.3617 | -9.4157 | -9.47 | -9.5246 | -9.5797 | -9.635 | -9.6908 | -9.7469 | -9.8034 | -9.8602 | -9.9174 | -9.975 | -10.033 | -10.0914 | -10.1501 | -10.2093 | -10.2688 | -10.3287 | -10.3891 | -10.4498 | -10.5109 | -10.5724 | -10.6344 | -10.6967 | -10.7595 | -10.8227 | -10.8863 | -10.9503 | -11.0148 | -11.0797 | -11.145 | -11.2108 | -11.277 | -11.3436 | -11.4107 | -11.4783 | -11.5463 | -11.6147 | -11.6837
| Financial | NGN VF Compliance Risk | £m
| Other |  | £m
| Other |  | £m
Inputs
| Category | Description |  | 2027 | 2028 | 2029 | 2030 | 2031 | 2032 | 2033 | 2034 | 2035 | 2036 | 2037 | 2038 | 2039 | 2040 | 2041 | 2042 | 2043 | 2044 | 2045 | 2046 | 2047 | 2048 | 2049 | 2050 | 2051 | 2052 | 2053 | 2054 | 2055 | 2056 | 2057 | 2058 | 2059 | 2060 | 2061 | 2062 | 2063 | 2064 | 2065 | 2066 | 2067 | 2068 | 2069 | 2070 | 2071 | 2072 | 2073 | 2074 | 2075 | 2076
Non-financial benefits/costs - inputs | Environmental | Leakage | GWh
Environmental
Environmental
| Safety | Fatality risk
| Safety | Non-Fatality risk
Safety
Safety
Other
Other
Other
Other
Other
Alternative carbon calculations |  |  |  | 2027 | 2028 | 2029 | 2030 | 2031 | 2032 | 2033 | 2034 | 2035 | 2036 | 2037 | 2038 | 2039 | 2040 | 2041 | 2042 | 2043 | 2044 | 2045 | 2046 | 2047 | 2048 | 2049 | 2050 | 2051 | 2052 | 2053 | 2054 | 2055 | 2056 | 2057 | 2058 | 2059 | 2060 | 2061 | 2062 | 2063 | 2064 | 2065 | 2066 | 2067 | 2068 | 2069 | 2070 | 2071 | 2072 | 2073 | 2074 | 2075 | 2076
Environmental costs - low CO2 cost | Environmental | Leakage | £m | 0 | 0 | 0 | 0 | 0 | 0 | 0 | 0 | 0 | 0 | 0 | 0 | 0 | 0 | 0 | 0 | 0 | 0 | 0 | 0 | 0 | 0 | 0 | 0 | 0 | 0 | 0 | 0 | 0 | 0 | 0 | 0 | 0 | 0 | 0 | 0 | 0 | 0 | 0 | 0 | 0 | 0 | 0 | 0 | 0 | 0 | 0 | 0 | 0 | 0
| Environmental |  | £m
| Environmental |  | £m
Environmental costs - high CO2 cost | Environmental | Leakage | £m | 0 | 0 | 0 | 0 | 0 | 0 | 0 | 0 | 0 | 0 | 0 | 0 | 0 | 0 | 0 | 0 | 0 | 0 | 0 | 0 | 0 | 0 | 0 | 0 | 0 | 0 | 0 | 0 | 0 | 0 | 0 | 0 | 0 | 0 | 0 | 0 | 0 | 0 | 0 | 0 | 0 | 0 | 0 | 0 | 0 | 0 | 0 | 0 | 0 | 0
| Environmental |  | £m
| Environmental |  | £m
Net Present Values
Discount factors and summary
|  |  |  | 2027 | 2028 | 2029 | 2030 | 2031 | 2032 | 2033 | 2034 | 2035 | 2036 | 2037 | 2038 | 2039 | 2040 | 2041 | 2042 | 2043 | 2044 | 2045 | 2046 | 2047 | 2048 | 2049 | 2050 | 2051 | 2052 | 2053 | 2054 | 2055 | 2056 | 2057 | 2058 | 2059 | 2060 | 2061 | 2062 | 2063 | 2064 | 2065 | 2066 | 2067 | 2068 | 2069 | 2070 | 2071 | 2072 | 2073 | 2074 | 2075 | 2076
Discount factors | Discount factor (Non-Safety) | =1/[(1+SRTP)^n] | % | 100% | 96.62% | 93.35% | 90.19% | 87.14% | 84.2% | 81.35% | 78.6% | 75.94% | 73.37% | 70.89% | 68.49% | 66.18% | 63.94% | 61.78% | 59.69% | 57.67% | 55.72% | 53.84% | 52.02% | 50.26% | 48.56% | 46.92% | 45.33% | 43.8% | 42.31% | 40.88% | 39.5% | 38.17% | 36.87% | 35.63% | 34.59% | 33.58% | 32.6% | 31.65% | 30.73% | 29.84% | 28.97% | 28.12% | 27.31% | 26.51% | 25.74% | 24.99% | 24.26% | 23.55% | 22.87% | 22.2% | 21.56% | 20.93% | 20.32%
| Discount factor (Safety) | =1/[(1+HDR)^n] | % | 100% | 98.52% | 97.07% | 95.63% | 94.22% | 92.83% | 91.45% | 90.1% | 88.77% | 87.46% | 86.17% | 84.89% | 83.64% | 82.4% | 81.18% | 79.99% | 78.8% | 77.64% | 76.49% | 75.36% | 74.25% | 73.15% | 72.07% | 71% | 69.95% | 68.92% | 67.9% | 66.9% | 65.91% | 64.94% | 63.98% | 63.16% | 62.36% | 61.57% | 60.79% | 60.02% | 59.25% | 58.5% | 57.76% | 57.03% | 56.3% | 55.59% | 54.88% | 54.18% | 53.5% | 52.82% | 52.15% | 51.48% | 50.83% | 50.19%
Summary of discounted costs/benefits | Capex |  | £m | -0.26688 | -0.42697 | -1.2572 | -1.4236 | -1.2777 | -0.2401 | -0.21668 | -0.1949 | -0.17466 | -0.15588 | -0.13847 | -0.12235 | -0.10744 | -0.093673 | -0.080972 | -0.069275 | -0.05852 | -0.048649 | -0.039607 | -0.03134 | -0.023799 | -0.016938 | -0.010712 | -0.005079 | -7.0712e-18 | -6.8321e-18 | -6.6011e-18 | -6.3778e-18 | -6.1622e-18 | -5.9538e-18 | -5.7524e-18 | -5.5849e-18 | -5.4222e-18 | -5.2643e-18 | -5.111e-18 | -4.9621e-18 | -4.8176e-18 | -4.6773e-18 | -4.541e-18 | -4.4088e-18 | -4.2804e-18 | -4.1557e-18 | -4.0346e-18 | -3.9171e-18 | -3.803e-18 | -3.6923e-18 | -3.5847e-18 | -3.4803e-18 | -3.379e-18 | -3.2805e-18
| Opex |  | £m | -0.08584 | 0 | -0.08337 | 0 | -0.080971 | 0 | -0.078641 | 0 | 0 | 0 | 0 | -0.073105 | 0 | 0 | 0 | 0 | -0.067959 | 0 | 0 | 0 | 0 | -0.063175 | 0 | 0 | 0 | 0 | -0.058728 | 0 | 0 | 0 | 0 | -0.054859 | 0 | 0 | 0 | 0 | -0.052247 | 0 | 0 | 0 | 0 | -0.04976 | 0 | 0 | 0 | 0 | -0.047391 | 0 | 0 | 0
| Pass Through Costs |  | £m | 0 | 0 | 0 | 0 | 0 | 0 | 0 | 0 | 0 | 0 | 0 | 0 | 0 | 0 | 0 | 0 | 0 | 0 | 0 | 0 | 0 | 0 | 0 | 0 | 0 | 0 | 0 | 0 | 0 | 0 | 0 | 0 | 0 | 0 | 0 | 0 | 0 | 0 | 0 | 0 | 0 | 0 | 0 | 0 | 0 | 0 | 0 | 0 | 0 | 0
| Environmental - central CO2 cost |  | £m | 0 | 0 | 0 | 0 | 0 | 0 | 0 | 0 | 0 | 0 | 0 | 0 | 0 | 0 | 0 | 0 | 0 | 0 | 0 | 0 | 0 | 0 | 0 | 0 | 0 | 0 | 0 | 0 | 0 | 0 | 0 | 0 | 0 | 0 | 0 | 0 | 0 | 0 | 0 | 0 | 0 | 0 | 0 | 0 | 0 | 0 | 0 | 0 | 0 | 0
| Environmental - low CO2 cost |  | £m | 0 | 0 | 0 | 0 | 0 | 0 | 0 | 0 | 0 | 0 | 0 | 0 | 0 | 0 | 0 | 0 | 0 | 0 | 0 | 0 | 0 | 0 | 0 | 0 | 0 | 0 | 0 | 0 | 0 | 0 | 0 | 0 | 0 | 0 | 0 | 0 | 0 | 0 | 0 | 0 | 0 | 0 | 0 | 0 | 0 | 0 | 0 | 0 | 0 | 0
| Environmental - high CO2 cost |  | £m | 0 | 0 | 0 | 0 | 0 | 0 | 0 | 0 | 0 | 0 | 0 | 0 | 0 | 0 | 0 | 0 | 0 | 0 | 0 | 0 | 0 | 0 | 0 | 0 | 0 | 0 | 0 | 0 | 0 | 0 | 0 | 0 | 0 | 0 | 0 | 0 | 0 | 0 | 0 | 0 | 0 | 0 | 0 | 0 | 0 | 0 | 0 | 0 | 0 | 0
| Safety |  | £m | 0 | 0 | 0 | 0 | 0 | 0 | 0 | 0 | 0 | 0 | 0 | 0 | 0 | 0 | 0 | 0 | 0 | 0 | 0 | 0 | 0 | 0 | 0 | 0 | 0 | 0 | 0 | 0 | 0 | 0 | 0 | 0 | 0 | 0 | 0 | 0 | 0 | 0 | 0 | 0 | 0 | 0 | 0 | 0 | 0 | 0 | 0 | 0 | 0 | 0
| Financial |  | £m | -9.297 | -8.8758 | -8.5038 | -8.2011 | -7.9026 | -7.6158 | -7.4005 | -7.1913 | -6.9881 | -6.7906 | -6.5987 | -6.4123 | -6.2311 | -6.0551 | -5.8841 | -5.718 | -5.5566 | -5.3997 | -5.2473 | -5.0993 | -4.9554 | -4.8156 | -4.6798 | -4.5478 | -4.4196 | -4.295 | -4.1739 | -4.0563 | -3.942 | -3.8309 | -3.723 | -3.6357 | -3.5505 | -3.4673 | -3.386 | -3.3067 | -3.2292 | -3.1536 | -3.0798 | -3.0077 | -2.9373 | -2.8685 | -2.8014 | -2.7359 | -2.6719 | -2.6094 | -2.5484 | -2.4889 | -2.4307 | -2.3739
| Other |  | £m | 0 | 0 | 0 | 0 | 0 | 0 | 0 | 0 | 0 | 0 | 0 | 0 | 0 | 0 | 0 | 0 | 0 | 0 | 0 | 0 | 0 | 0 | 0 | 0 | 0 | 0 | 0 | 0 | 0 | 0 | 0 | 0 | 0 | 0 | 0 | 0 | 0 | 0 | 0 | 0 | 0 | 0 | 0 | 0 | 0 | 0 | 0 | 0 | 0 | 0
Annual Total | Total - central carbon cost |  | £m | -9.6497 | -9.3028 | -9.8444 | -9.6246 | -9.2613 | -7.856 | -7.6958 | -7.3862 | -7.1627 | -6.9464 | -6.7372 | -6.6077 | -6.3386 | -6.1488 | -5.9651 | -5.7873 | -5.6831 | -5.4484 | -5.287 | -5.1306 | -4.9792 | -4.8957 | -4.6905 | -4.5529 | -4.4196 | -4.295 | -4.2327 | -4.0563 | -3.942 | -3.8309 | -3.723 | -3.6906 | -3.5505 | -3.4673 | -3.386 | -3.3067 | -3.2815 | -3.1536 | -3.0798 | -3.0077 | -2.9373 | -2.9183 | -2.8014 | -2.7359 | -2.6719 | -2.6094 | -2.5958 | -2.4889 | -2.4307 | -2.3739
| Total - low carbon cost |  | £m | -9.6497 | -9.3028 | -9.8444 | -9.6246 | -9.2613 | -7.856 | -7.6958 | -7.3862 | -7.1627 | -6.9464 | -6.7372 | -6.6077 | -6.3386 | -6.1488 | -5.9651 | -5.7873 | -5.6831 | -5.4484 | -5.287 | -5.1306 | -4.9792 | -4.8957 | -4.6905 | -4.5529 | -4.4196 | -4.295 | -4.2327 | -4.0563 | -3.942 | -3.8309 | -3.723 | -3.6906 | -3.5505 | -3.4673 | -3.386 | -3.3067 | -3.2815 | -3.1536 | -3.0798 | -3.0077 | -2.9373 | -2.9183 | -2.8014 | -2.7359 | -2.6719 | -2.6094 | -2.5958 | -2.4889 | -2.4307 | -2.3739
| Total - high carbon cost |  | £m | -9.6497 | -9.3028 | -9.8444 | -9.6246 | -9.2613 | -7.856 | -7.6958 | -7.3862 | -7.1627 | -6.9464 | -6.7372 | -6.6077 | -6.3386 | -6.1488 | -5.9651 | -5.7873 | -5.6831 | -5.4484 | -5.287 | -5.1306 | -4.9792 | -4.8957 | -4.6905 | -4.5529 | -4.4196 | -4.295 | -4.2327 | -4.0563 | -3.942 | -3.8309 | -3.723 | -3.6906 | -3.5505 | -3.4673 | -3.386 | -3.3067 | -3.2815 | -3.1536 | -3.0798 | -3.0077 | -2.9373 | -2.9183 | -2.8014 | -2.7359 | -2.6719 | -2.6094 | -2.5958 | -2.4889 | -2.4307 | -2.3739
Net Present Value | NPV - central carbon cost |  | £m | -9.6497 | -18.9525 | -28.7969 | -38.4215 | -47.6828 | -55.5388 | -63.2346 | -70.6208 | -77.7836 | -84.73 | -91.4672 | -98.0749 | -104.4135 | -110.5623 | -116.5274 | -122.3147 | -127.9977 | -133.4461 | -138.7331 | -143.8637 | -148.8429 | -153.7386 | -158.4291 | -162.982 | -167.4016 | -171.6966 | -175.9293 | -179.9856 | -183.9276 | -187.7586 | -191.4816 | -195.1722 | -198.7227 | -202.19 | -205.576 | -208.8827 | -212.1642 | -215.3178 | -218.3976 | -221.4053 | -224.3425 | -227.2608 | -230.0622 | -232.7981 | -235.47 | -238.0795 | -240.6753 | -243.1641 | -245.5948 | -247.9687
| NPV - low carbon cost |  | £m | -9.6497 | -18.9525 | -28.7969 | -38.4215 | -47.6828 | -55.5388 | -63.2346 | -70.6208 | -77.7836 | -84.73 | -91.4672 | -98.0749 | -104.4135 | -110.5623 | -116.5274 | -122.3147 | -127.9977 | -133.4461 | -138.7331 | -143.8637 | -148.8429 | -153.7386 | -158.4291 | -162.982 | -167.4016 | -171.6966 | -175.9293 | -179.9856 | -183.9276 | -187.7586 | -191.4816 | -195.1722 | -198.7227 | -202.19 | -205.576 | -208.8827 | -212.1642 | -215.3178 | -218.3976 | -221.4053 | -224.3425 | -227.2608 | -230.0622 | -232.7981 | -235.47 | -238.0795 | -240.6753 | -243.1641 | -245.5948 | -247.9687
| NPV - high carbon cost |  | £m | -9.6497 | -18.9525 | -28.7969 | -38.4215 | -47.6828 | -55.5388 | -63.2346 | -70.6208 | -77.7836 | -84.73 | -91.4672 | -98.0749 | -104.4135 | -110.5623 | -116.5274 | -122.3147 | -127.9977 | -133.4461 | -138.7331 | -143.8637 | -148.8429 | -153.7386 | -158.4291 | -162.982 | -167.4016 | -171.6966 | -175.9293 | -179.9856 | -183.9276 | -187.7586 | -191.4816 | -195.1722 | -198.7227 | -202.19 | -205.576 | -208.8827 | -212.1642 | -215.3178 | -218.3976 | -221.4053 | -224.3425 | -227.2608 | -230.0622 | -232.7981 | -235.47 | -238.0795 | -240.6753 | -243.1641 | -245.5948 | -247.9687
Comparison to baseline
|  |  |  | 2027 | 2028 | 2029 | 2030 | 2031 | 2032 | 2033 | 2034 | 2035 | 2036 | 2037 | 2038 | 2039 | 2040 | 2041 | 2042 | 2043 | 2044 | 2045 | 2046 | 2047 | 2048 | 2049 | 2050 | 2051 | 2052 | 2053 | 2054 | 2055 | 2056 | 2057 | 2058 | 2059 | 2060 | 2061 | 2062 | 2063 | 2064 | 2065 | 2066 | 2067 | 2068 | 2069 | 2070 | 2071 | 2072 | 2073 | 2074 | 2075 | 2076
Summary of discounted costs/benefits | Capex |  | £m | -0.26688 | -0.42697 | -1.2572 | -1.4236 | -1.2777 | -0.2401 | -0.21668 | -0.1949 | -0.17466 | -0.15588 | -0.13847 | -0.12235 | -0.10744 | -0.093673 | -0.080972 | -0.069275 | -0.05852 | -0.048649 | -0.039607 | -0.03134 | -0.023799 | -0.016938 | -0.010712 | -0.005079 | -7.0712e-18 | -6.8321e-18 | -6.6011e-18 | -6.3778e-18 | -6.1622e-18 | -5.9538e-18 | -5.7524e-18 | -5.5849e-18 | -5.4222e-18 | -5.2643e-18 | -5.111e-18 | -4.9621e-18 | -4.8176e-18 | -4.6773e-18 | -4.541e-18 | -4.4088e-18 | -4.2804e-18 | -4.1557e-18 | -4.0346e-18 | -3.9171e-18 | -3.803e-18 | -3.6923e-18 | -3.5847e-18 | -3.4803e-18 | -3.379e-18 | -3.2805e-18
| Opex |  | £m | 0 | 0.29565 | 0 | 0 | 0 | 0 | 0.27759 | 0 | 0.076378 | 0 | 0.07418 | 0.18752 | 0.072046 | 0 | 0.069972 | 0 | 0.2447 | 0 | 0.066003 | 0 | 0.064104 | 0.16658 | 0.06226 | 0 | 0.060468 | 0 | 0.21572 | 0 | 0.057038 | 0 | 0.055397 | 0.14866 | 0.054326 | 0 | 0.053277 | 0 | 0.19577 | 0 | 0.051238 | 0 | 0.050247 | 0.13855 | 0.049276 | 0 | 0.048324 | 0 | 0.18114 | 0 | 0.046475 | 0
| Pass Through Costs |  | £m | 0 | 0 | 0 | 0 | 0 | 0 | 0 | 0 | 0 | 0 | 0 | 0 | 0 | 0 | 0 | 0 | 0 | 0 | 0 | 0 | 0 | 0 | 0 | 0 | 0 | 0 | 0 | 0 | 0 | 0 | 0 | 0 | 0 | 0 | 0 | 0 | 0 | 0 | 0 | 0 | 0 | 0 | 0 | 0 | 0 | 0 | 0 | 0 | 0 | 0
| Environmental - central CO2 cost |  | £m | 0 | 0 | 0 | 0 | 0 | 0 | 0 | 0 | 0 | 0 | 0 | 0 | 0 | 0 | 0 | 0 | 0 | 0 | 0 | 0 | 0 | 0 | 0 | 0 | 0 | 0 | 0 | 0 | 0 | 0 | 0 | 0 | 0 | 0 | 0 | 0 | 0 | 0 | 0 | 0 | 0 | 0 | 0 | 0 | 0 | 0 | 0 | 0 | 0 | 0
| Environmental - low CO2 cost |  | £m | 0 | 0 | 0 | 0 | 0 | 0 | 0 | 0 | 0 | 0 | 0 | 0 | 0 | 0 | 0 | 0 | 0 | 0 | 0 | 0 | 0 | 0 | 0 | 0 | 0 | 0 | 0 | 0 | 0 | 0 | 0 | 0 | 0 | 0 | 0 | 0 | 0 | 0 | 0 | 0 | 0 | 0 | 0 | 0 | 0 | 0 | 0 | 0 | 0 | 0
| Environmental - high CO2 cost |  | £m | 0 | 0 | 0 | 0 | 0 | 0 | 0 | 0 | 0 | 0 | 0 | 0 | 0 | 0 | 0 | 0 | 0 | 0 | 0 | 0 | 0 | 0 | 0 | 0 | 0 | 0 | 0 | 0 | 0 | 0 | 0 | 0 | 0 | 0 | 0 | 0 | 0 | 0 | 0 | 0 | 0 | 0 | 0 | 0 | 0 | 0 | 0 | 0 | 0 | 0
| Safety |  | £m | 0 | 0 | 0 | 0 | 0 | 0 | 0 | 0 | 0 | 0 | 0 | 0 | 0 | 0 | 0 | 0 | 0 | 0 | 0 | 0 | 0 | 0 | 0 | 0 | 0 | 0 | 0 | 0 | 0 | 0 | 0 | 0 | 0 | 0 | 0 | 0 | 0 | 0 | 0 | 0 | 0 | 0 | 0 | 0 | 0 | 0 | 0 | 0 | 0 | 0
| Financial |  |  | 0 | 0.18557 | 0.3287 | 0.40891 | 0.49113 | 0.56777 | 0.57891 | 0.58971 | 0.60017 | 0.61031 | 0.62015 | 0.62971 | 0.63899 | 0.64801 | 0.65679 | 0.66533 | 0.67365 | 0.68176 | 0.68968 | 0.6974 | 0.70495 | 0.71234 | 0.71956 | 0.72665 | 0.73359 | 0.74041 | 0.74711 | 0.7537 | 0.76018 | 0.76658 | 0.77288 | 0.78289 | 0.79291 | 0.80294 | 0.81299 | 0.82306 | 0.83317 | 0.84332 | 0.85351 | 0.86375 | 0.87405 | 0.88441 | 0.89484 | 0.90534 | 0.91592 | 0.92659 | 0.93735 | 0.94821 | 0.95917 | 0.97023
| Other |  | £m | 0 | 0 | 0 | 0 | 0 | 0 | 0 | 0 | 0 | 0 | 0 | 0 | 0 | 0 | 0 | 0 | 0 | 0 | 0 | 0 | 0 | 0 | 0 | 0 | 0 | 0 | 0 | 0 | 0 | 0 | 0 | 0 | 0 | 0 | 0 | 0 | 0 | 0 | 0 | 0 | 0 | 0 | 0 | 0 | 0 | 0 | 0 | 0 | 0 | 0
Annual Total | Total - central carbon cost |  | £m | -0.26688 | 0.05425 | -0.92852 | -1.0147 | -0.78659 | 0.32767 | 0.63982 | 0.39481 | 0.50188 | 0.45443 | 0.55586 | 0.69488 | 0.60359 | 0.55434 | 0.64579 | 0.59606 | 0.85984 | 0.63311 | 0.71607 | 0.66606 | 0.74526 | 0.86198 | 0.77111 | 0.72157 | 0.79406 | 0.74041 | 0.96282 | 0.7537 | 0.81722 | 0.76658 | 0.82828 | 0.93155 | 0.84724 | 0.80294 | 0.86626 | 0.82306 | 1.0289 | 0.84332 | 0.90475 | 0.86375 | 0.92429 | 1.023 | 0.94411 | 0.90534 | 0.96425 | 0.92659 | 1.1185 | 0.94821 | 1.0056 | 0.97023
| Total - low carbon cost |  | £m | -0.26688 | 0.05425 | -0.92852 | -1.0147 | -0.78659 | 0.32767 | 0.63982 | 0.39481 | 0.50188 | 0.45443 | 0.55586 | 0.69488 | 0.60359 | 0.55434 | 0.64579 | 0.59606 | 0.85984 | 0.63311 | 0.71607 | 0.66606 | 0.74526 | 0.86198 | 0.77111 | 0.72157 | 0.79406 | 0.74041 | 0.96282 | 0.7537 | 0.81722 | 0.76658 | 0.82828 | 0.93155 | 0.84724 | 0.80294 | 0.86626 | 0.82306 | 1.0289 | 0.84332 | 0.90475 | 0.86375 | 0.92429 | 1.023 | 0.94411 | 0.90534 | 0.96425 | 0.92659 | 1.1185 | 0.94821 | 1.0056 | 0.97023
| Total - high carbon cost |  | £m | -0.26688 | 0.05425 | -0.92852 | -1.0147 | -0.78659 | 0.32767 | 0.63982 | 0.39481 | 0.50188 | 0.45443 | 0.55586 | 0.69488 | 0.60359 | 0.55434 | 0.64579 | 0.59606 | 0.85984 | 0.63311 | 0.71607 | 0.66606 | 0.74526 | 0.86198 | 0.77111 | 0.72157 | 0.79406 | 0.74041 | 0.96282 | 0.7537 | 0.81722 | 0.76658 | 0.82828 | 0.93155 | 0.84724 | 0.80294 | 0.86626 | 0.82306 | 1.0289 | 0.84332 | 0.90475 | 0.86375 | 0.92429 | 1.023 | 0.94411 | 0.90534 | 0.96425 | 0.92659 | 1.1185 | 0.94821 | 1.0056 | 0.97023
Net Present Value | Total - central carbon cost |  | £m | -0.26688 | -0.21263 | -1.1412 | -2.1558 | -2.9424 | -2.6147 | -1.9749 | -1.5801 | -1.0782 | -0.6238 | -0.067939 | 0.62694 | 1.2305 | 1.7849 | 2.4307 | 3.0267 | 3.8866 | 4.5197 | 5.2357 | 5.9018 | 6.6471 | 7.509 | 8.2801 | 9.0017 | 9.7958 | 10.5362 | 11.499 | 12.2527 | 13.0699 | 13.8365 | 14.6648 | 15.5963 | 16.4436 | 17.2465 | 18.1128 | 18.9358 | 19.9648 | 20.8081 | 21.7128 | 22.5766 | 23.5009 | 24.5238 | 25.468 | 26.3733 | 27.3375 | 28.2641 | 29.3826 | 30.3308 | 31.3365 | 32.3067
| Total - low carbon cost |  | £m | -0.26688 | -0.21263 | -1.1412 | -2.1558 | -2.9424 | -2.6147 | -1.9749 | -1.5801 | -1.0782 | -0.6238 | -0.067939 | 0.62694 | 1.2305 | 1.7849 | 2.4307 | 3.0267 | 3.8866 | 4.5197 | 5.2357 | 5.9018 | 6.6471 | 7.509 | 8.2801 | 9.0017 | 9.7958 | 10.5362 | 11.499 | 12.2527 | 13.0699 | 13.8365 | 14.6648 | 15.5963 | 16.4436 | 17.2465 | 18.1128 | 18.9358 | 19.9648 | 20.8081 | 21.7128 | 22.5766 | 23.5009 | 24.5238 | 25.468 | 26.3733 | 27.3375 | 28.2641 | 29.3826 | 30.3308 | 31.3365 | 32.3067
| Total - high carbon cost |  | £m | -0.26688 | -0.21263 | -1.1412 | -2.1558 | -2.9424 | -2.6147 | -1.9749 | -1.5801 | -1.0782 | -0.6238 | -0.067939 | 0.62694 | 1.2305 | 1.7849 | 2.4307 | 3.0267 | 3.8866 | 4.5197 | 5.2357 | 5.9018 | 6.6471 | 7.509 | 8.2801 | 9.0017 | 9.7958 | 10.5362 | 11.499 | 12.2527 | 13.0699 | 13.8365 | 14.6648 | 15.5963 | 16.4436 | 17.2465 | 18.1128 | 18.9358 | 19.9648 | 20.8081 | 21.7128 | 22.5766 | 23.5009 | 24.5238 | 25.468 | 26.3733 | 27.3375 | 28.2641 | 29.3826 | 30.3308 | 31.3365 | 32.3067
|  |  |  | 2027 | 2028 | 2029 | 2030 | 2031 | 2032 | 2033 | 2034 | 2035 | 2036 | 2037 | 2038 | 2039 | 2040 | 2041 | 2042 | 2043 | 2044 | 2045 | 2046 | 2047 | 2048 | 2049 | 2050 | 2051 | 2052 | 2053 | 2054 | 2055 | 2056 | 2057 | 2058 | 2059 | 2060 | 2061 | 2062 | 2063 | 2064 | 2065 | 2066 | 2067 | 2068 | 2069 | 2070 | 2071 | 2072 | 2073 | 2074 | 2075 | 2076
| Monetised risk - memo line |  | £m | 2027: Note: Overcrossings are not included within the LTS NARM BPDT so this line has not been completed.
Note on B10: Ofgem: Enter as year (eg 2027)
Note on C158: Duncan Innes:GT/GD
Note on C161: Duncan Innes: All sectors
Note on C162: Duncan Innes: All sectors
Note on B229: Ofgem: This line records the total monetised risk of the modelled scenario. It acts as a cross-reference between the CBA and NARM BPDTs and should not directly link to any formulas in the CBA analysis above.

## Option_3 Workings
Additional cost/benefit explanations
Please provide a short explanation of any additional cost/benefit lines that have been completed in addition to the pre-populated ones. This should include both a description of the nature of the cost/benefit, and an explanation of how the value was calculated, citing appropriate sources (eg for relevant global warming potentials). If an explanation has been provided within the EJP, then simply provide a reference to the relevant page number.
Overcrossing inspections OPEX | 232 | x every 2 years | A day's direct NGN cost (£232 based on 2023 CBA). | Or every 5 years on overcrossings in good condition
Reactive interventions | 300000 | Based on Team Street | Based on GD2 experience - 1 in 5 year period. Later with the "do nothing" strategy increase this annually by 1%
| ALL | HP ONLY |  |  |  | Pressure tier | number of Ocs | Ratio to total
Number of assets cond 1 | 94 | 12 |  |  |  | HP | 64 | 0.17297
Number of assets cond 2 | 147 | 41 |  |  |  | IP | 28 | 0.075676
Number of assets cond 3 | 87 | 10 |  |  |  | MP | 158 | 0.42703
Number of assets cond 4 | 36 | 1 |  |  |  | LP | 120 | 0.32432
Number of assets cond 5 | 6 | 0
Assumptions - Loss of Supply - OPTION 2 | OPTION 2 - refurbish Condition 5 HP overcrossings
Total Risk Formula used for the additional Loss of Supply
| Pre investment PoF - condition 1 | 1% |  | variable input
| Pre investment PoF - condition 2 | 1.05% |  | variable input
| Pre investment PoF - condition 3 | 1.15% |  | variable input
| Pre investment PoF - condition 4 | 1.3% |  | variable input
| Pre investment PoF - condition 5 | 3% |  | variable input
| PoC | 50% |  | variable input
| No. of customers | 5000 |  | ave. no. of customers on distribution overcrossings
| Cost per property | 300 |  | NGN calculated network LoS metric based on historic incidents
| Duration of incident (days) | 3 |  | NGN calculated network LoS metric
| Number of assets cond 1 | 94 |  | Based on current population
| Number of assets cond 2 | 147 |  | Based on current population
| Number of assets cond 3 | 87 |  | Based on current population
| Number of assets cond 4 | 36 |  | Based on current population
| Number of assets cond 5 | 6 |  | Based on current population
|  |  |  | 2027 | 2028 | 2029 | 2030 | 2031 | 2032 | 2033 | 2034 | 2035 | 2036 | 2037 | 2038 | 2039 | 2040 | 2041 | 2042 | 2043 | 2044 | 2045 | 2046 | 2047 | 2048 | 2049 | 2050 | 2051 | 2052 | 2053 | 2054 | 2055 | 2056 | 2057 | 2058 | 2059 | 2060 | 2061 | 2062 | 2063 | 2064 | 2065 | 2066 | 2067 | 2068 | 2069 | 2070 | 2071 | 2072 | 2073 | 2074 | 2075 | 2076
| PoF Deterioation per year Cond 1 | 0.4% |  | 1% | 1.004% | 1.008% | 1.012% | 1.016% | 1.02% | 1.024% | 1.028% | 1.032% | 1.037% | 1.041% | 1.045% | 1.049% | 1.053% | 1.057% | 1.062% | 1.066% | 1.07% | 1.075% | 1.079% | 1.083% | 1.087% | 1.092% | 1.096% | 1.101% | 1.105% | 1.109% | 1.114% | 1.118% | 1.123% | 1.127% | 1.132% | 1.136% | 1.141% | 1.145% | 1.15% | 1.155% | 1.159% | 1.164% | 1.168% | 1.173% | 1.178% | 1.183% | 1.187% | 1.192% | 1.197% | 1.202% | 1.206% | 1.211% | 1.216%
| PoF Deterioation per year Cond 2 | 0.5% |  | 1.05% | 1.055% | 1.061% | 1.066% | 1.071% | 1.077% | 1.082% | 1.087% | 1.093% | 1.098% | 1.104% | 1.109% | 1.115% | 1.12% | 1.126% | 1.132% | 1.137% | 1.143% | 1.149% | 1.154% | 1.16% | 1.166% | 1.172% | 1.178% | 1.184% | 1.189% | 1.195% | 1.201% | 1.207% | 1.213% | 1.219% | 1.226% | 1.232% | 1.238% | 1.244% | 1.25% | 1.257% | 1.263% | 1.269% | 1.275% | 1.282% | 1.288% | 1.295% | 1.301% | 1.308% | 1.314% | 1.321% | 1.327% | 1.334% | 1.341%
| PoF Deterioation per year Cond 3 | 0.9% |  | 1.15% | 1.16% | 1.171% | 1.181% | 1.192% | 1.203% | 1.214% | 1.224% | 1.235% | 1.247% | 1.258% | 1.269% | 1.281% | 1.292% | 1.304% | 1.315% | 1.327% | 1.339% | 1.351% | 1.363% | 1.376% | 1.388% | 1.401% | 1.413% | 1.426% | 1.439% | 1.452% | 1.465% | 1.478% | 1.491% | 1.505% | 1.518% | 1.532% | 1.546% | 1.56% | 1.574% | 1.588% | 1.602% | 1.616% | 1.631% | 1.646% | 1.66% | 1.675% | 1.691% | 1.706% | 1.721% | 1.737% | 1.752% | 1.768% | 1.784%
| PoF Deterioation per year Cond 4 | 1.6% |  | 1.3% | 1.321% | 1.342% | 1.363% | 1.385% | 1.407% | 1.43% | 1.453% | 1.476% | 1.5% | 1.524% | 1.548% | 1.573% | 1.598% | 1.624% | 1.649% | 1.676% | 1.703% | 1.73% | 1.758% | 1.786% | 1.814% | 1.843% | 1.873% | 1.903% | 1.933% | 1.964% | 1.996% | 2.028% | 2.06% | 2.093% | 2.126% | 2.16% | 2.195% | 2.23% | 2.266% | 2.302% | 2.339% | 2.376% | 2.414% | 2.453% | 2.492% | 2.532% | 2.573% | 2.614% | 2.656% | 2.698% | 2.741% | 2.785% | 2.83%
| PoF Deterioation per year Cond 5 | 4.6% |  | 3% | 3.138% | 3.282% | 3.433% | 3.591% | 3.756% | 3.929% | 4.11% | 4.299% | 4.497% | 4.704% | 4.92% | 5.146% | 5.383% | 5.631% | 5.89% | 6.161% | 6.444% | 6.74% | 7.051% | 7.375% | 7.714% | 8.069% | 8.44% | 8.828% | 9.234% | 9.659% | 10.1% | 10.57% | 11.05% | 11.56% | 12.09% | 12.65% | 13.23% | 13.84% | 14.48% | 15.14% | 15.84% | 16.57% | 17.33% | 18.13% | 18.96% | 19.84% | 20.75% | 21.7% | 22.7% | 23.75% | 24.84% | 25.98% | 27.18%
| Number of assets cond 1 |  |  | 94 | 98 | 106 | 116 | 126 | 135 | 135 | 135 | 135 | 135 | 135 | 135 | 135 | 135 | 135 | 135 | 135 | 135 | 135 | 135 | 135 | 135 | 135 | 135 | 135 | 135 | 135 | 135 | 135 | 135 | 135 | 135 | 135 | 135 | 135 | 135 | 135 | 135 | 135 | 135 | 135 | 135 | 135 | 135 | 135 | 135 | 135 | 135 | 135 | 135
| Number of assets cond 2 |  |  | 147 | 147 | 147 | 147 | 147 | 147 | 147 | 147 | 147 | 147 | 147 | 147 | 147 | 147 | 147 | 147 | 147 | 147 | 147 | 147 | 147 | 147 | 147 | 147 | 147 | 147 | 147 | 147 | 147 | 147 | 147 | 147 | 147 | 147 | 147 | 147 | 147 | 147 | 147 | 147 | 147 | 147 | 147 | 147 | 147 | 147 | 147 | 147 | 147 | 147
| Number of assets cond 3 |  |  | 87 | 87 | 87 | 87 | 87 | 87 | 87 | 87 | 87 | 87 | 87 | 87 | 87 | 87 | 87 | 87 | 87 | 87 | 87 | 87 | 87 | 87 | 87 | 87 | 87 | 87 | 87 | 87 | 87 | 87 | 87 | 87 | 87 | 87 | 87 | 87 | 87 | 87 | 87 | 87 | 87 | 87 | 87 | 87 | 87 | 87 | 87 | 87 | 87 | 87
| Number of assets cond 4 |  |  | 36 | 36 | 30 | 20 | 10 | 1 | 1 | 1 | 1 | 1 | 1 | 1 | 1 | 1 | 1 | 1 | 1 | 1 | 1 | 1 | 1 | 1 | 1 | 1 | 1 | 1 | 1 | 1 | 1 | 1 | 1 | 1 | 1 | 1 | 1 | 1 | 1 | 1 | 1 | 1 | 1 | 1 | 1 | 1 | 1 | 1 | 1 | 1 | 1 | 1
| Number of assets cond 5 |  |  | 6 | 2 | 0 | 0 | 0 | 0 | 0 | 0 | 0 | 0 | 0 | 0 | 0 | 0 | 0 | 0 | 0 | 0 | 0 | 0 | 0 | 0 | 0 | 0 | 0 | 0 | 0 | 0 | 0 | 0 | 0 | 0 | 0 | 0 | 0 | 0 | 0 | 0 | 0 | 0 | 0 | 0 | 0 | 0 | 0 | 0 | 0 | 0 | 0 | 0
| Baseline Total Risk (£m) |  |  | -9.297 | -9.1865 | -9.1094 | -9.0927 | -9.0684 | -9.0452 | -9.0971 | -9.1494 | -9.2019 | -9.2548 | -9.3081 | -9.3617 | -9.4157 | -9.47 | -9.5246 | -9.5797 | -9.635 | -9.6908 | -9.7469 | -9.8034 | -9.8602 | -9.9174 | -9.975 | -10.033 | -10.0914 | -10.1501 | -10.2093 | -10.2688 | -10.3287 | -10.3891 | -10.4498 | -10.5109 | -10.5724 | -10.6344 | -10.6967 | -10.7595 | -10.8227 | -10.8863 | -10.9503 | -11.0148 | -11.0797 | -11.145 | -11.2108 | -11.277 | -11.3436 | -11.4107 | -11.4783 | -11.5463 | -11.6147 | -11.6837
| Number of assets cond 1 intervened on |  |  | 0 | 0 | 0 | 0 | 0 | 0 | 0 | 0 | 0 | 0 | 0 | 0 | 0 | 0 | 0 | 0 | 0 | 0 | 0 | 0 | 0 | 0 | 0 | 0 | 0 | 0 | 0 | 0 | 0 | 0 | 0 | 0 | 0 | 0 | 0 | 0 | 0 | 0 | 0 | 0 | 0 | 0 | 0 | 0 | 0 | 0 | 0 | 0 | 0 | 0
| Number of assets cond 2 intervened on |  |  | 0 | 0 | 0 | 0 | 0 | 0 | 0 | 0 | 0 | 0 | 0 | 0 | 0 | 0 | 0 | 0 | 0 | 0 | 0 | 0 | 0 | 0 | 0 | 0 | 0 | 0 | 0 | 0 | 0 | 0 | 0 | 0 | 0 | 0 | 0 | 0 | 0 | 0 | 0 | 0 | 0 | 0 | 0 | 0 | 0 | 0 | 0 | 0 | 0 | 0
| Number of assets cond 3 intervened on |  |  | 0 | 0 | 0 | 0 | 0 | 0 | 0 | 0 | 0 | 0 | 0 | 0 | 0 | 0 | 0 | 0 | 0 | 0 | 0 | 0 | 0 | 0 | 0 | 0 | 0 | 0 | 0 | 0 | 0 | 0 | 0 | 0 | 0 | 0 | 0 | 0 | 0 | 0 | 0 | 0 | 0 | 0 | 0 | 0 | 0 | 0 | 0 | 0 | 0 | 0
| Number of assets cond 4 intervened on |  |  | 0 | 6 | 10 | 10 | 9 | 0 | 0 | 0 | 0 | 0 | 0 | 0 | 0 | 0 | 0 | 0 | 0 | 0 | 0 | 0 | 0 | 0 | 0 | 0 | 0 | 0 | 0 | 0 | 0 | 0 | 0 | 0 | 0 | 0 | 0 | 0 | 0 | 0 | 0 | 0 | 0 | 0 | 0 | 0 | 0 | 0 | 0 | 0 | 0 | 0
| Number of assets cond 5 intervened on |  |  | 4 | 2 | 0 | 0 | 0 | 0 | 0 | 0 | 0 | 0 | 0 | 0 | 0 | 0 | 0 | 0 | 0 | 0 | 0 | 0 | 0 | 0 | 0 | 0 | 0 | 0 | 0 | 0 | 0 | 0 | 0 | 0 | 0 | 0 | 0 | 0 | 0 | 0 | 0 | 0 | 0 | 0 | 0 | 0 | 0 | 0 | 0 | 0 | 0 | 0
| Number of interventions |  |  | Based on current population 2027: 4; Based on current population 2028: 8; Based on current population 2029: 10; Based on current population 2030: 10; Based on current population 2031: 9
| OPEX cost for inspections (£m) |  |  | Based on current population 2027: -0.08584; Based on current population 2029: -0.089308; Based on current population 2031: -0.092916; Based on current population 2033: -0.09667; Based on current population 2038: -0.10673; Based on current population 2043: -0.11784; Based on current population 2048: -0.1301; Based on current population 2053: -0.14365; Based on current population 2058: -0.1586; Based on current population 2063: -0.1751; Based on current population 2068: -0.19333; Based on current population 2073: -0.21345
| OPEX cost for inspections (+2% annual inflation) | 2% |  | 85840 | 87556.8 | 89307.936 | 91094.0947 | 92915.9766 | 94774.2961 | 96669.7821 | 98603.1777 | 100575.2413 | 102586.7461 | 104638.481 | 106731.2506 | 108865.8756 | 111043.1932 | 113264.057 | 115529.3382 | 117839.9249 | 120196.7234 | 122600.6579 | 125052.671 | 127553.7245 | 130104.799 | 132706.8949 | 135361.0328 | 138068.2535 | 140829.6186 | 143646.2109 | 146519.1352 | 149449.5179 | 152438.5082 | 155487.2784 | 158597.0239 | 161768.9644 | 165004.3437 | 168304.4306 | 171670.5192 | 175103.9296 | 178606.0082 | 182178.1283 | 185821.6909 | 189538.1247 | 193328.8872 | 197195.465 | 201139.3743 | 205162.1617 | 209265.405 | 213450.7131 | 217719.7273 | 222074.1219 | 226515.6043
| Number of instances significant failure likely to occur |  |  | 0 | 0 | 0 | 0 | 0 | 0 | 0 | 0 | 0 | 0 | 0 | 0 | 0 | 0 | 0 | 0 | 0 | 0 | 0 | 0 | 0 | 0 | 0 | 0 | 0 | 0 | 0 | 0 | 0 | 0 | 0 | 0 | 0 | 0 | 0 | 0 | 0 | 0 | 0 | 0 | 0 | 0 | 0 | 0 | 0 | 0 | 0 | 0 | 0 | 0
| Reactive repair costs | 2% |  | 300000 | 306000 | 312120 | 318362.4 | 324729.648 | 331224.241 | 337848.7258 | 344605.7003 | 351497.8143 | 358527.7706 | 365698.326 | 373012.2925 | 380472.5384 | 388081.9891 | 395843.6289 | 403760.5015 | 411835.7115 | 420072.4258 | 428473.8743 | 437043.3518 | 445784.2188 | 454699.9032 | 463793.9012 | 473069.7793 | 482531.1748 | 492181.7983 | 502025.4343 | 512065.943 | 522307.2619 | 532753.4071 | 543408.4752 | 554276.6447 | 565362.1776 | 576669.4212 | 588202.8096 | 599966.8658 | 611966.2031 | 624205.5272 | 636689.6377 | 649423.4305 | 662411.8991 | 675660.1371 | 689173.3398 | 702956.8066 | 717015.9427 | 731356.2616 | 745983.3868 | 760903.0546 | 776121.1156 | 791643.538
| Reactive repair costs (£m) |  |  | Based on current population 2028: 0; Based on current population 2033: 0; Based on current population 2038: 0; Based on current population 2043: 0; Based on current population 2048: 0; Based on current population 2053: 0; Based on current population 2058: 0; Based on current population 2063: 0; Based on current population 2068: 0; Based on current population 2073: 0
| CAPEX planned intervention |  |  | Based on current population 2027: -0.39871; Based on current population 2028: -0.63607; Based on current population 2029: -1.9496; Based on current population 2030: -2.1739; Based on current population 2031: -1.8732
Long term cost/benefit assumptions
Please briefly summarise the assumptions you have used to calculate long-term (ie beyond the duration of the RIIO3 price control) costs and other inputs (eg "Opex assumed to increase at 1%/year based on historic trends"). In most cases we would expect these to be the same across the baseline and different options, but where this is not the case additional tabs can be completed as necessary. If detailed descriptions are required (eg to explain assumptions around whole life costs of assets) these should be included as part of the EJP
Capex | Not modelled in beyond RIIO-GD4 as proposals cover RIIO-GD3 only.
Opex | As per above
Leakage | N/A
Fatality risk | N/A
Non-Fatality risk | N/A
Cost cross-referencing
If there is any explanation required on how the cost data set out in the EJP totals to the lines in the CBA, please provide it here.
Costs in CBA reflected in sections 8 and 9 of EJP.

## Option_4 (hidden)
Summary | [7 empty] | Text Descriptions
[8 empty] | Option Description - this should allow us to quickly recognise the option being assessed (based on descriptions in the EJP and other documents) and distinguish it both from other investment areas and from other options. If appropriate, please provide sitemaps, photos or any other documents that will help with this identification (likely to be relevant for major projects rather than asset classes) | [6 empty] | Stakeholder Support Summary - please provide a synopsis which details the feedback from stakeholder group(s)
Option Name |  |  |  | Date Undertaken:
Scheme Reference ID
Expenditure Type |  |  |  | Authorised By:
Preferred Option (Y/N)
Spend Area (Please include relevant RRP/BPDT Table Reference)
First year of expenditure outflow | 2027
Payback position at year | Central CO2 Cost - PV of costs & benefits (£m) | Central CO2 Cost - NPV relative to baseline (£m) | Low CO2 cost - PV of costs & benefits (£m) | Low CO2 cost - NPV relative to baseline (£m) | High CO2 cost - PV of costs & benefits (£m) | High CO2 cost - NPV relative to baseline (£m)
2035 | 0 | 76.7053 | 0 | 76.7053 | 0 | 76.7053
2040 | 0 | 112.3471 | 0 | 112.3471 | 0 | 112.3471
2045 | 0 | 143.9688 | 0 | 143.9688 | 0 | 143.9688
2050 | 0 | 171.9838 | 0 | 171.9838 | 0 | 171.9838
2060 | 0 | 219.4365 | 0 | 219.4365 | 0 | 219.4365
2070 | 0 | 259.1714 | 0 | 259.1714 | 0 | 259.1714
Capitalisation rate | 33.7% | [6 empty] | Engineering Justification Summary - please provide a synopsis & share the document which articulates the full detailed explanation | [6 empty] | Company View - please provide a synopsis which details your view of how beneficial this option is.
Expenditure Profile - Summary
| 2027 | 2028 | 2029 | 2030 | 2031 | Post RIIO3
| (£m) | (£m) | (£m) | (£m) | (£m) | (£m)
Capitalised costs | 0 | 0 | 0 | 0 | 0 | 0
Non-capitalised costs | 0 | 0 | 0 | 0 | 0 | 0
| Asset Class | Unit | Comments
Output
Financial Costs
Inputs
|  |  |  | RIIO3 |  |  |  |  | RIIO4 |  |  |  |  | RIIO5 |  |  |  |  | RIIO6 |  |  |  |  | RIIO7 |  |  |  |  | RIIO8 |  |  |  |  | RIIO9 |  |  |  |  | RIIO10 |  |  |  |  | RIIO11 |  |  |  |  | RIIO12
|  |  |  | 1 | 2 | 3 | 4 | 5 | 6 | 7 | 8 | 9 | 10 | 11 | 12 | 13 | 14 | 15 | 16 | 17 | 18 | 19 | 20 | 21 | 22 | 23 | 24 | 25 | 26 | 27 | 28 | 29 | 30 | 31 | 32 | 33 | 34 | 35 | 36 | 37 | 38 | 39 | 40 | 41 | 42 | 43 | 44 | 45 | 46 | 47 | 48 | 49 | 50
| Asset Class | Intervention type |  | 2027 | 2028 | 2029 | 2030 | 2031 | 2032 | 2033 | 2034 | 2035 | 2036 | 2037 | 2038 | 2039 | 2040 | 2041 | 2042 | 2043 | 2044 | 2045 | 2046 | 2047 | 2048 | 2049 | 2050 | 2051 | 2052 | 2053 | 2054 | 2055 | 2056 | 2057 | 2058 | 2059 | 2060 | 2061 | 2062 | 2063 | 2064 | 2065 | 2066 | 2067 | 2068 | 2069 | 2070 | 2071 | 2072 | 2073 | 2074 | 2075 | 2076
Capex/Repex |  |  | £m
£m
£m
£m
£m
£m
£m
£m
£m
£m
| Total Capex | (1) | £m | 0 | 0 | 0 | 0 | 0 | 0 | 0 | 0 | 0 | 0 | 0 | 0 | 0 | 0 | 0 | 0 | 0 | 0 | 0 | 0 | 0 | 0 | 0 | 0 | 0 | 0 | 0 | 0 | 0 | 0 | 0 | 0 | 0 | 0 | 0 | 0 | 0 | 0 | 0 | 0 | 0 | 0 | 0 | 0 | 0 | 0 | 0 | 0 | 0 | 0
Associated direct opex |  |  | £m
£m
£m
£m
£m
| Total Opex |  | £m | 0 | 0 | 0 | 0 | 0 | 0 | 0 | 0 | 0 | 0 | 0 | 0 | 0 | 0 | 0 | 0 | 0 | 0 | 0 | 0 | 0 | 0 | 0 | 0 | 0 | 0 | 0 | 0 | 0 | 0 | 0 | 0 | 0 | 0 | 0 | 0 | 0 | 0 | 0 | 0 | 0 | 0 | 0 | 0 | 0 | 0 | 0 | 0 | 0 | 0
Pass through costs | Leakage |  | £m | 0 | 0 | 0 | 0 | 0 | 0 | 0 | 0 | 0 | 0 | 0 | 0 | 0 | 0 | 0 | 0 | 0 | 0 | 0 | 0 | 0 | 0 | 0 | 0 | 0 | 0 | 0 | 0 | 0 | 0 | 0 | 0 | 0 | 0 | 0 | 0 | 0 | 0 | 0 | 0 | 0 | 0 | 0 | 0 | 0 | 0 | 0 | 0 | 0 | 0
£m
| Total Pass Through Costs |  | £m | 0 | 0 | 0 | 0 | 0 | 0 | 0 | 0 | 0 | 0 | 0 | 0 | 0 | 0 | 0 | 0 | 0 | 0 | 0 | 0 | 0 | 0 | 0 | 0 | 0 | 0 | 0 | 0 | 0 | 0 | 0 | 0 | 0 | 0 | 0 | 0 | 0 | 0 | 0 | 0 | 0 | 0 | 0 | 0 | 0 | 0 | 0 | 0 | 0 | 0
Annual cost calculations |  |  |  | 2027 | 2028 | 2029 | 2030 | 2031 | 2032 | 2033 | 2034 | 2035 | 2036 | 2037 | 2038 | 2039 | 2040 | 2041 | 2042 | 2043 | 2044 | 2045 | 2046 | 2047 | 2048 | 2049 | 2050 | 2051 | 2052 | 2053 | 2054 | 2055 | 2056 | 2057 | 2058 | 2059 | 2060 | 2061 | 2062 | 2063 | 2064 | 2065 | 2066 | 2067 | 2068 | 2069 | 2070 | 2071 | 2072 | 2073 | 2074 | 2075 | 2076
| Capitalisation rates | (2) | % | 33.7% | 33.7% | 33.7% | 33.7% | 33.7% | 33.7% | 33.7% | 33.7% | 33.7% | 33.7% | 33.7% | 33.7% | 33.7% | 33.7% | 33.7% | 33.7% | 33.7% | 33.7% | 33.7% | 33.7% | 33.7% | 33.7% | 33.7% | 0% | 0% | 0% | 0% | 0% | 0% | 0% | 0% | 0% | 0% | 0% | 0% | 0% | 0% | 0% | 0% | 0% | 0% | 0% | 0% | 0% | 0% | 0% | 0% | 0% | 0% | 0%
| Capitalised investment | (3)=(1)x(2) | £m | 0 | 0 | 0 | 0 | 0 | 0 | 0 | 0 | 0 | 0 | 0 | 0 | 0 | 0 | 0 | 0 | 0 | 0 | 0 | 0 | 0 | 0 | 0 | 0 | 0 | 0 | 0 | 0 | 0 | 0 | 0 | 0 | 0 | 0 | 0 | 0 | 0 | 0 | 0 | 0 | 0 | 0 | 0 | 0 | 0 | 0 | 0 | 0 | 0 | 0
| Investment to be expensed | (4)=(1)-(3) | £m | 0 | 0 | 0 | 0 | 0 | 0 | 0 | 0 | 0 | 0 | 0 | 0 | 0 | 0 | 0 | 0 | 0 | 0 | 0 | 0 | 0 | 0 | 0 | 0 | 0 | 0 | 0 | 0 | 0 | 0 | 0 | 0 | 0 | 0 | 0 | 0 | 0 | 0 | 0 | 0 | 0 | 0 | 0 | 0 | 0 | 0 | 0 | 0 | 0 | 0
| 2027 Depreciation | (5)2027=(3)2027*Dep_ratet | £m |  | 0 | 0 | 0 | 0 | 0 | 0 | 0 | 0 | 0 | 0 | 0 | 0 | 0 | 0 | 0 | 0 | 0 | 0 | 0 | 0 | 0 | 0 | 0 | 0 | 0 | 0 | 0 | 0 | 0 | 0 | 0 | 0 | 0 | 0 | 0 | 0 | 0 | 0 | 0 | 0 | 0 | 0 | 0 | 0 | 0 | 0 | 0 | 0 | 0
| 2028 Depreciation | (5)2028=(3)2028*Dep_ratet | £m |  |  | 0 | 0 | 0 | 0 | 0 | 0 | 0 | 0 | 0 | 0 | 0 | 0 | 0 | 0 | 0 | 0 | 0 | 0 | 0 | 0 | 0 | 0 | 0 | 0 | 0 | 0 | 0 | 0 | 0 | 0 | 0 | 0 | 0 | 0 | 0 | 0 | 0 | 0 | 0 | 0 | 0 | 0 | 0 | 0 | 0 | 0 | 0 | 0
| 2029 Depreciation | (5)2029=(3)2029*Dep_ratet | £m |  |  |  | 0 | 0 | 0 | 0 | 0 | 0 | 0 | 0 | 0 | 0 | 0 | 0 | 0 | 0 | 0 | 0 | 0 | 0 | 0 | 0 | 0 | 0 | 0 | 0 | 0 | 0 | 0 | 0 | 0 | 0 | 0 | 0 | 0 | 0 | 0 | 0 | 0 | 0 | 0 | 0 | 0 | 0 | 0 | 0 | 0 | 0 | 0
| 2030 Depreciation | (5)2030=(3)2030*Dep_ratet | £m |  |  |  |  | 0 | 0 | 0 | 0 | 0 | 0 | 0 | 0 | 0 | 0 | 0 | 0 | 0 | 0 | 0 | 0 | 0 | 0 | 0 | 0 | 0 | 0 | 0 | 0 | 0 | 0 | 0 | 0 | 0 | 0 | 0 | 0 | 0 | 0 | 0 | 0 | 0 | 0 | 0 | 0 | 0 | 0 | 0 | 0 | 0 | 0
| 2031 Depreciation | (5)2031=(3)2031*Dep_ratet | £m | [5 empty] | 0 | 0 | 0 | 0 | 0 | 0 | 0 | 0 | 0 | 0 | 0 | 0 | 0 | 0 | 0 | 0 | 0 | 0 | 0 | 0 | 0 | 0 | 0 | 0 | 0 | 0 | 0 | 0 | 0 | 0 | 0 | 0 | 0 | 0 | 0 | 0 | 0 | 0 | 0 | 0 | 0 | 0 | 0 | 0 | 0
| 2032 Depreciation | (5)2032=(3)2032*Dep_ratet | £m | [6 empty] | 0 | 0 | 0 | 0 | 0 | 0 | 0 | 0 | 0 | 0 | 0 | 0 | 0 | 0 | 0 | 0 | 0 | 0 | 0 | 0 | 0 | 0 | 0 | 0 | 0 | 0 | 0 | 0 | 0 | 0 | 0 | 0 | 0 | 0 | 0 | 0 | 0 | 0 | 0 | 0 | 0 | 0 | 0 | 0
| 2033 Depreciation | (5)2033=(3)2033*Dep_ratet | £m | [7 empty] | 0 | 0 | 0 | 0 | 0 | 0 | 0 | 0 | 0 | 0 | 0 | 0 | 0 | 0 | 0 | 0 | 0 | 0 | 0 | 0 | 0 | 0 | 0 | 0 | 0 | 0 | 0 | 0 | 0 | 0 | 0 | 0 | 0 | 0 | 0 | 0 | 0 | 0 | 0 | 0 | 0 | 0 | 0
| 2034 Depreciation | (5)2034=(3)2034*Dep_ratet | £m | [8 empty] | 0 | 0 | 0 | 0 | 0 | 0 | 0 | 0 | 0 | 0 | 0 | 0 | 0 | 0 | 0 | 0 | 0 | 0 | 0 | 0 | 0 | 0 | 0 | 0 | 0 | 0 | 0 | 0 | 0 | 0 | 0 | 0 | 0 | 0 | 0 | 0 | 0 | 0 | 0 | 0 | 0 | 0
| 2035 Depreciation | (5)2035=(3)2035*Dep_ratet | £m | [9 empty] | 0 | 0 | 0 | 0 | 0 | 0 | 0 | 0 | 0 | 0 | 0 | 0 | 0 | 0 | 0 | 0 | 0 | 0 | 0 | 0 | 0 | 0 | 0 | 0 | 0 | 0 | 0 | 0 | 0 | 0 | 0 | 0 | 0 | 0 | 0 | 0 | 0 | 0 | 0 | 0 | 0
| 2036 Depreciation | (5)2036=(3)2036*Dep_ratet | £m | [10 empty] | 0 | 0 | 0 | 0 | 0 | 0 | 0 | 0 | 0 | 0 | 0 | 0 | 0 | 0 | 0 | 0 | 0 | 0 | 0 | 0 | 0 | 0 | 0 | 0 | 0 | 0 | 0 | 0 | 0 | 0 | 0 | 0 | 0 | 0 | 0 | 0 | 0 | 0 | 0 | 0
| 2037 Depreciation | (5)2037=(3)2037*Dep_ratet | £m | [11 empty] | 0 | 0 | 0 | 0 | 0 | 0 | 0 | 0 | 0 | 0 | 0 | 0 | 0 | 0 | 0 | 0 | 0 | 0 | 0 | 0 | 0 | 0 | 0 | 0 | 0 | 0 | 0 | 0 | 0 | 0 | 0 | 0 | 0 | 0 | 0 | 0 | 0 | 0 | 0
| 2038 Depreciation | (5)2038=(3)2038*Dep_ratet | £m | [12 empty] | 0 | 0 | 0 | 0 | 0 | 0 | 0 | 0 | 0 | 0 | 0 | 0 | 0 | 0 | 0 | 0 | 0 | 0 | 0 | 0 | 0 | 0 | 0 | 0 | 0 | 0 | 0 | 0 | 0 | 0 | 0 | 0 | 0 | 0 | 0 | 0 | 0 | 0
| 2039 Depreciation | (5)2039=(3)2039*Dep_ratet | £m | [13 empty] | 0 | 0 | 0 | 0 | 0 | 0 | 0 | 0 | 0 | 0 | 0 | 0 | 0 | 0 | 0 | 0 | 0 | 0 | 0 | 0 | 0 | 0 | 0 | 0 | 0 | 0 | 0 | 0 | 0 | 0 | 0 | 0 | 0 | 0 | 0 | 0 | 0
| 2040 Depreciation | (5)2040=(3)2040*Dep_ratet | £m | [14 empty] | 0 | 0 | 0 | 0 | 0 | 0 | 0 | 0 | 0 | 0 | 0 | 0 | 0 | 0 | 0 | 0 | 0 | 0 | 0 | 0 | 0 | 0 | 0 | 0 | 0 | 0 | 0 | 0 | 0 | 0 | 0 | 0 | 0 | 0 | 0 | 0
| 2041 Depreciation | (5)2041=(3)2041*Dep_ratet | £m | [15 empty] | 0 | 0 | 0 | 0 | 0 | 0 | 0 | 0 | 0 | 0 | 0 | 0 | 0 | 0 | 0 | 0 | 0 | 0 | 0 | 0 | 0 | 0 | 0 | 0 | 0 | 0 | 0 | 0 | 0 | 0 | 0 | 0 | 0 | 0 | 0
| 2042 Depreciation | (5)2042=(3)2042*Dep_ratet | £m | [16 empty] | 0 | 0 | 0 | 0 | 0 | 0 | 0 | 0 | 0 | 0 | 0 | 0 | 0 | 0 | 0 | 0 | 0 | 0 | 0 | 0 | 0 | 0 | 0 | 0 | 0 | 0 | 0 | 0 | 0 | 0 | 0 | 0 | 0 | 0
| 2043 Depreciation | (5)2043=(3)2043*Dep_ratet | £m | [17 empty] | 0 | 0 | 0 | 0 | 0 | 0 | 0 | 0 | 0 | 0 | 0 | 0 | 0 | 0 | 0 | 0 | 0 | 0 | 0 | 0 | 0 | 0 | 0 | 0 | 0 | 0 | 0 | 0 | 0 | 0 | 0 | 0 | 0
| 2044 Depreciation | (5)2044=(3)2044*Dep_ratet | £m | [18 empty] | 0 | 0 | 0 | 0 | 0 | 0 | 0 | 0 | 0 | 0 | 0 | 0 | 0 | 0 | 0 | 0 | 0 | 0 | 0 | 0 | 0 | 0 | 0 | 0 | 0 | 0 | 0 | 0 | 0 | 0 | 0 | 0
| 2045 Depreciation | (5)2045=(3)2045*Dep_ratet | £m | [19 empty] | 0 | 0 | 0 | 0 | 0 | 0 | 0 | 0 | 0 | 0 | 0 | 0 | 0 | 0 | 0 | 0 | 0 | 0 | 0 | 0 | 0 | 0 | 0 | 0 | 0 | 0 | 0 | 0 | 0 | 0 | 0
| 2046 Depreciation | (5)2046=(3)2046*Dep_ratet | £m | [20 empty] | 0 | 0 | 0 | 0 | 0 | 0 | 0 | 0 | 0 | 0 | 0 | 0 | 0 | 0 | 0 | 0 | 0 | 0 | 0 | 0 | 0 | 0 | 0 | 0 | 0 | 0 | 0 | 0 | 0 | 0
| 2047 Depreciation | (5)2047=(3)2047*Dep_ratet | £m | 2048: 0; 2049: 0; 2050: 0; 2051: 0; 2052: 0; 2053: 0; 2054: 0; 2055: 0; 2056: 0; 2057: 0; 2058: 0; 2059: 0; 2060: 0; 2061: 0; 2062: 0; 2063: 0; 2064: 0; 2065: 0; 2066: 0; 2067: 0; 2068: 0; 2069: 0; 2070: 0; 2071: 0; 2072: 0; 2073: 0; 2074: 0; 2075: 0; 2076: 0
| 2048 Depreciation | (5)2048=(3)2048*Dep_ratet | £m | 2049: 0; 2050: 0; 2051: 0; 2052: 0; 2053: 0; 2054: 0; 2055: 0; 2056: 0; 2057: 0; 2058: 0; 2059: 0; 2060: 0; 2061: 0; 2062: 0; 2063: 0; 2064: 0; 2065: 0; 2066: 0; 2067: 0; 2068: 0; 2069: 0; 2070: 0; 2071: 0; 2072: 0; 2073: 0; 2074: 0; 2075: 0; 2076: 0
| 2049 Depreciation | (5)2049=(3)2049*Dep_ratet | £m | 2050: 0; 2051: 0; 2052: 0; 2053: 0; 2054: 0; 2055: 0; 2056: 0; 2057: 0; 2058: 0; 2059: 0; 2060: 0; 2061: 0; 2062: 0; 2063: 0; 2064: 0; 2065: 0; 2066: 0; 2067: 0; 2068: 0; 2069: 0; 2070: 0; 2071: 0; 2072: 0; 2073: 0; 2074: 0; 2075: 0; 2076: 0
| 2050 Depreciation | (5)2050=(3)2050*Dep_ratet | £m
| 2051 Depreciation | (5)2051=(3)2051*Dep_ratet | £m
| 2052 Depreciation | (5)2052=(3)2052*Dep_ratet | £m
| 2053 Depreciation | (5)2053=(3)2053*Dep_ratet | £m
| 2054 Depreciation | (5)2054=(3)2054*Dep_ratet | £m
| 2055 Depreciation | (5)2055=(3)2055*Dep_ratet | £m
| 2056 Depreciation | (5)2056=(3)2056*Dep_ratet | £m
| 2057 Depreciation | (5)2057=(3)2057*Dep_ratet | £m
| 2058 Depreciation | (5)2058=(3)2058*Dep_ratet | £m
| 2059 Depreciation | (5)2059=(3)2059*Dep_ratet | £m
| 2060 Depreciation | (5)2060=(3)2060*Dep_ratet | £m
| 2061 Depreciation | (5)2061=(3)2061*Dep_ratet | £m
| 2062 Depreciation | (5)2062=(3)2062*Dep_ratet | £m
| 2063 Depreciation | (5)2063=(3)2063*Dep_ratet | £m
| 2064 Depreciation | (5)2064=(3)2064*Dep_ratet | £m
| 2065 Depreciation | (5)2065=(3)2065*Dep_ratet | £m
| 2066 Depreciation | (5)2066=(3)2066*Dep_ratet | £m
| 2067 Depreciation | (5)2067=(3)2067*Dep_ratet | £m
| 2068 Depreciation | (5)2068=(3)2068*Dep_ratet | £m
| 2069 Depreciation | (5)2069=(3)2069*Dep_ratet | £m
| 2070 Depreciation | (5)2070=(3)2070*Dep_ratet | £m
| Depreciation | (5)=∑(5)t | £m | 0 | 0 | 0 | 0 | 0 | 0 | 0 | 0 | 0 | 0 | 0 | 0 | 0 | 0 | 0 | 0 | 0 | 0 | 0 | 0 | 0 | 0 | 0 | 0 | 0 | 0 | 0 | 0 | 0 | 0 | 0 | 0 | 0 | 0 | 0 | 0 | 0 | 0 | 0 | 0 | 0 | 0 | 0 | 0 | 0 | 0 | 0 | 0 | 0 | 0
| Opening RAV balance | (6op)t=(6cl)t-1 | £m | 0 | 0 | 0 | 0 | 0 | 0 | 0 | 0 | 0 | 0 | 0 | 0 | 0 | 0 | 0 | 0 | 0 | 0 | 0 | 0 | 0 | 0 | 0 | 0 | 0 | 0 | 0 | 0 | 0 | 0 | 0 | 0 | 0 | 0 | 0 | 0 | 0 | 0 | 0 | 0 | 0 | 0 | 0 | 0 | 0 | 0 | 0 | 0 | 0 | 0
| Discounted RAV balance | (6D)=(6cl)*(1/1+WACC)) | £m | 0 | 0 | 0 | 0 | 0 | 0 | 0 | 0 | 0 | 0 | 0 | 0 | 0 | 0 | 0 | 0 | 0 | 0 | 0 | 0 | 0 | 0 | 0 | 0 | 0 | 0 | 0 | 0 | 0 | 0 | 0 | 0 | 0 | 0 | 0 | 0 | 0 | 0 | 0 | 0 | 0 | 0 | 0 | 0 | 0 | 0 | 0 | 0 | 0 | 0
| Closing RAV balance | (6cl)=(3)-(5)+(6op) | £m | 0 | 0 | 0 | 0 | 0 | 0 | 0 | 0 | 0 | 0 | 0 | 0 | 0 | 0 | 0 | 0 | 0 | 0 | 0 | 0 | 0 | 0 | 0 | 0 | 0 | 0 | 0 | 0 | 0 | 0 | 0 | 0 | 0 | 0 | 0 | 0 | 0 | 0 | 0 | 0 | 0 | 0 | 0 | 0 | 0 | 0 | 0 | 0 | 0 | 0
| Cost of Capital | (6)=avg[(6D),(6op)]xWACC | £m | 0 | 0 | 0 | 0 | 0 | 0 | 0 | 0 | 0 | 0 | 0 | 0 | 0 | 0 | 0 | 0 | 0 | 0 | 0 | 0 | 0 | 0 | 0 | 0 | 0 | 0 | 0 | 0 | 0 | 0 | 0 | 0 | 0 | 0 | 0 | 0 | 0 | 0 | 0 | 0 | 0 | 0 | 0 | 0 | 0 | 0 | 0 | 0 | 0 | 0
| Total Capitalised Costs | (7)=(5)+(6) | £m | 0 | 0 | 0 | 0 | 0 | 0 | 0 | 0 | 0 | 0 | 0 | 0 | 0 | 0 | 0 | 0 | 0 | 0 | 0 | 0 | 0 | 0 | 0 | 0 | 0 | 0 | 0 | 0 | 0 | 0 | 0 | 0 | 0 | 0 | 0 | 0 | 0 | 0 | 0 | 0 | 0 | 0 | 0 | 0 | 0 | 0 | 0 | 0 | 0 | 0
| Total Non-Capitalised Costs |  |  | 0 | 0 | 0 | 0 | 0 | 0 | 0 | 0 | 0 | 0 | 0 | 0 | 0 | 0 | 0 | 0 | 0 | 0 | 0 | 0 | 0 | 0 | 0 | 0 | 0 | 0 | 0 | 0 | 0 | 0 | 0 | 0 | 0 | 0 | 0 | 0 | 0 | 0 | 0 | 0 | 0 | 0 | 0 | 0 | 0 | 0 | 0 | 0 | 0 | 0
| Total Direct Costs |  |  | 0 | 0 | 0 | 0 | 0 | 0 | 0 | 0 | 0 | 0 | 0 | 0 | 0 | 0 | 0 | 0 | 0 | 0 | 0 | 0 | 0 | 0 | 0 | 0 | 0 | 0 | 0 | 0 | 0 | 0 | 0 | 0 | 0 | 0 | 0 | 0 | 0 | 0 | 0 | 0 | 0 | 0 | 0 | 0 | 0 | 0 | 0 | 0 | 0 | 0
Non-Financial Costs/Benefits
Calculated values
| Category | Description |  | 2027 | 2028 | 2029 | 2030 | 2031 | 2032 | 2033 | 2034 | 2035 | 2036 | 2037 | 2038 | 2039 | 2040 | 2041 | 2042 | 2043 | 2044 | 2045 | 2046 | 2047 | 2048 | 2049 | 2050 | 2051 | 2052 | 2053 | 2054 | 2055 | 2056 | 2057 | 2058 | 2059 | 2060 | 2061 | 2062 | 2063 | 2064 | 2065 | 2066 | 2067 | 2068 | 2069 | 2070 | 2071 | 2072 | 2073 | 2074 | 2075 | 2076
Non-financial benefits/costs - values | Environmental | Leakage | £m | 0 | 0 | 0 | 0 | 0 | 0 | 0 | 0 | 0 | 0 | 0 | 0 | 0 | 0 | 0 | 0 | 0 | 0 | 0 | 0 | 0 | 0 | 0 | 0 | 0 | 0 | 0 | 0 | 0 | 0 | 0 | 0 | 0 | 0 | 0 | 0 | 0 | 0 | 0 | 0 | 0 | 0 | 0 | 0 | 0 | 0 | 0 | 0 | 0 | 0
| Environmental |  | £m
| Environmental |  | £m
| Safety | Fatality risk | £m | 0 | 0 | 0 | 0 | 0 | 0 | 0 | 0 | 0 | 0 | 0 | 0 | 0 | 0 | 0 | 0 | 0 | 0 | 0 | 0 | 0 | 0 | 0 | 0 | 0 | 0 | 0 | 0 | 0 | 0 | 0 | 0 | 0 | 0 | 0 | 0 | 0 | 0 | 0 | 0 | 0 | 0 | 0 | 0 | 0 | 0 | 0 | 0 | 0 | 0
| Safety | Non-Fatality risk | £m | 0 | 0 | 0 | 0 | 0 | 0 | 0 | 0 | 0 | 0 | 0 | 0 | 0 | 0 | 0 | 0 | 0 | 0 | 0 | 0 | 0 | 0 | 0 | 0 | 0 | 0 | 0 | 0 | 0 | 0 | 0 | 0 | 0 | 0 | 0 | 0 | 0 | 0 | 0 | 0 | 0 | 0 | 0 | 0 | 0 | 0 | 0 | 0 | 0 | 0
| Safety |  | £m
| Safety |  | £m
| Financial | NGN VF Financial Risk | £m
| Financial | NGN VF Customer Risk | £m
| Financial | NGN VF Compliance Risk | £m
| Other |  | £m
| Other |  | £m
Inputs
| Category | Description |  | 2027 | 2028 | 2029 | 2030 | 2031 | 2032 | 2033 | 2034 | 2035 | 2036 | 2037 | 2038 | 2039 | 2040 | 2041 | 2042 | 2043 | 2044 | 2045 | 2046 | 2047 | 2048 | 2049 | 2050 | 2051 | 2052 | 2053 | 2054 | 2055 | 2056 | 2057 | 2058 | 2059 | 2060 | 2061 | 2062 | 2063 | 2064 | 2065 | 2066 | 2067 | 2068 | 2069 | 2070 | 2071 | 2072 | 2073 | 2074 | 2075 | 2076
Non-financial benefits/costs - inputs | Environmental | Leakage | GWh
Environmental
Environmental
| Safety | Fatality risk
| Safety | Non-Fatality risk
Safety
Safety
Other
Other
Other
Other
Other
Alternative carbon calculations |  |  |  | 2027 | 2028 | 2029 | 2030 | 2031 | 2032 | 2033 | 2034 | 2035 | 2036 | 2037 | 2038 | 2039 | 2040 | 2041 | 2042 | 2043 | 2044 | 2045 | 2046 | 2047 | 2048 | 2049 | 2050 | 2051 | 2052 | 2053 | 2054 | 2055 | 2056 | 2057 | 2058 | 2059 | 2060 | 2061 | 2062 | 2063 | 2064 | 2065 | 2066 | 2067 | 2068 | 2069 | 2070 | 2071 | 2072 | 2073 | 2074 | 2075 | 2076
Environmental costs - low CO2 cost | Environmental | Leakage | £m | 0 | 0 | 0 | 0 | 0 | 0 | 0 | 0 | 0 | 0 | 0 | 0 | 0 | 0 | 0 | 0 | 0 | 0 | 0 | 0 | 0 | 0 | 0 | 0 | 0 | 0 | 0 | 0 | 0 | 0 | 0 | 0 | 0 | 0 | 0 | 0 | 0 | 0 | 0 | 0 | 0 | 0 | 0 | 0 | 0 | 0 | 0 | 0 | 0 | 0
| Environmental |  | £m
| Environmental |  | £m
Environmental costs - high CO2 cost | Environmental | Leakage | £m | 0 | 0 | 0 | 0 | 0 | 0 | 0 | 0 | 0 | 0 | 0 | 0 | 0 | 0 | 0 | 0 | 0 | 0 | 0 | 0 | 0 | 0 | 0 | 0 | 0 | 0 | 0 | 0 | 0 | 0 | 0 | 0 | 0 | 0 | 0 | 0 | 0 | 0 | 0 | 0 | 0 | 0 | 0 | 0 | 0 | 0 | 0 | 0 | 0 | 0
| Environmental |  | £m
| Environmental |  | £m
Net Present Values
Discount factors and summary
|  |  |  | 2027 | 2028 | 2029 | 2030 | 2031 | 2032 | 2033 | 2034 | 2035 | 2036 | 2037 | 2038 | 2039 | 2040 | 2041 | 2042 | 2043 | 2044 | 2045 | 2046 | 2047 | 2048 | 2049 | 2050 | 2051 | 2052 | 2053 | 2054 | 2055 | 2056 | 2057 | 2058 | 2059 | 2060 | 2061 | 2062 | 2063 | 2064 | 2065 | 2066 | 2067 | 2068 | 2069 | 2070 | 2071 | 2072 | 2073 | 2074 | 2075 | 2076
Discount factors | Discount factor (Non-Safety) | =1/[(1+SRTP)^n] | % | 100% | 96.62% | 93.35% | 90.19% | 87.14% | 84.2% | 81.35% | 78.6% | 75.94% | 73.37% | 70.89% | 68.49% | 66.18% | 63.94% | 61.78% | 59.69% | 57.67% | 55.72% | 53.84% | 52.02% | 50.26% | 48.56% | 46.92% | 45.33% | 43.8% | 42.31% | 40.88% | 39.5% | 38.17% | 36.87% | 35.63% | 34.59% | 33.58% | 32.6% | 31.65% | 30.73% | 29.84% | 28.97% | 28.12% | 27.31% | 26.51% | 25.74% | 24.99% | 24.26% | 23.55% | 22.87% | 22.2% | 21.56% | 20.93% | 20.32%
| Discount factor (Safety) | =1/[(1+HDR)^n] | % | 100% | 98.52% | 97.07% | 95.63% | 94.22% | 92.83% | 91.45% | 90.1% | 88.77% | 87.46% | 86.17% | 84.89% | 83.64% | 82.4% | 81.18% | 79.99% | 78.8% | 77.64% | 76.49% | 75.36% | 74.25% | 73.15% | 72.07% | 71% | 69.95% | 68.92% | 67.9% | 66.9% | 65.91% | 64.94% | 63.98% | 63.16% | 62.36% | 61.57% | 60.79% | 60.02% | 59.25% | 58.5% | 57.76% | 57.03% | 56.3% | 55.59% | 54.88% | 54.18% | 53.5% | 52.82% | 52.15% | 51.48% | 50.83% | 50.19%
Summary of discounted costs/benefits | Capex |  | £m | 0 | 0 | 0 | 0 | 0 | 0 | 0 | 0 | 0 | 0 | 0 | 0 | 0 | 0 | 0 | 0 | 0 | 0 | 0 | 0 | 0 | 0 | 0 | 0 | 0 | 0 | 0 | 0 | 0 | 0 | 0 | 0 | 0 | 0 | 0 | 0 | 0 | 0 | 0 | 0 | 0 | 0 | 0 | 0 | 0 | 0 | 0 | 0 | 0 | 0
| Opex |  | £m | 0 | 0 | 0 | 0 | 0 | 0 | 0 | 0 | 0 | 0 | 0 | 0 | 0 | 0 | 0 | 0 | 0 | 0 | 0 | 0 | 0 | 0 | 0 | 0 | 0 | 0 | 0 | 0 | 0 | 0 | 0 | 0 | 0 | 0 | 0 | 0 | 0 | 0 | 0 | 0 | 0 | 0 | 0 | 0 | 0 | 0 | 0 | 0 | 0 | 0
| Pass Through Costs |  | £m | 0 | 0 | 0 | 0 | 0 | 0 | 0 | 0 | 0 | 0 | 0 | 0 | 0 | 0 | 0 | 0 | 0 | 0 | 0 | 0 | 0 | 0 | 0 | 0 | 0 | 0 | 0 | 0 | 0 | 0 | 0 | 0 | 0 | 0 | 0 | 0 | 0 | 0 | 0 | 0 | 0 | 0 | 0 | 0 | 0 | 0 | 0 | 0 | 0 | 0
| Environmental - central CO2 cost |  | £m | 0 | 0 | 0 | 0 | 0 | 0 | 0 | 0 | 0 | 0 | 0 | 0 | 0 | 0 | 0 | 0 | 0 | 0 | 0 | 0 | 0 | 0 | 0 | 0 | 0 | 0 | 0 | 0 | 0 | 0 | 0 | 0 | 0 | 0 | 0 | 0 | 0 | 0 | 0 | 0 | 0 | 0 | 0 | 0 | 0 | 0 | 0 | 0 | 0 | 0
| Environmental - low CO2 cost |  | £m | 0 | 0 | 0 | 0 | 0 | 0 | 0 | 0 | 0 | 0 | 0 | 0 | 0 | 0 | 0 | 0 | 0 | 0 | 0 | 0 | 0 | 0 | 0 | 0 | 0 | 0 | 0 | 0 | 0 | 0 | 0 | 0 | 0 | 0 | 0 | 0 | 0 | 0 | 0 | 0 | 0 | 0 | 0 | 0 | 0 | 0 | 0 | 0 | 0 | 0
| Environmental - high CO2 cost |  | £m | 0 | 0 | 0 | 0 | 0 | 0 | 0 | 0 | 0 | 0 | 0 | 0 | 0 | 0 | 0 | 0 | 0 | 0 | 0 | 0 | 0 | 0 | 0 | 0 | 0 | 0 | 0 | 0 | 0 | 0 | 0 | 0 | 0 | 0 | 0 | 0 | 0 | 0 | 0 | 0 | 0 | 0 | 0 | 0 | 0 | 0 | 0 | 0 | 0 | 0
| Safety |  | £m | 0 | 0 | 0 | 0 | 0 | 0 | 0 | 0 | 0 | 0 | 0 | 0 | 0 | 0 | 0 | 0 | 0 | 0 | 0 | 0 | 0 | 0 | 0 | 0 | 0 | 0 | 0 | 0 | 0 | 0 | 0 | 0 | 0 | 0 | 0 | 0 | 0 | 0 | 0 | 0 | 0 | 0 | 0 | 0 | 0 | 0 | 0 | 0 | 0 | 0
| Financial |  | £m | 0 | 0 | 0 | 0 | 0 | 0 | 0 | 0 | 0 | 0 | 0 | 0 | 0 | 0 | 0 | 0 | 0 | 0 | 0 | 0 | 0 | 0 | 0 | 0 | 0 | 0 | 0 | 0 | 0 | 0 | 0 | 0 | 0 | 0 | 0 | 0 | 0 | 0 | 0 | 0 | 0 | 0 | 0 | 0 | 0 | 0 | 0 | 0 | 0 | 0
| Other |  | £m | 0 | 0 | 0 | 0 | 0 | 0 | 0 | 0 | 0 | 0 | 0 | 0 | 0 | 0 | 0 | 0 | 0 | 0 | 0 | 0 | 0 | 0 | 0 | 0 | 0 | 0 | 0 | 0 | 0 | 0 | 0 | 0 | 0 | 0 | 0 | 0 | 0 | 0 | 0 | 0 | 0 | 0 | 0 | 0 | 0 | 0 | 0 | 0 | 0 | 0
Annual Total | Total - central carbon cost |  | £m | 0 | 0 | 0 | 0 | 0 | 0 | 0 | 0 | 0 | 0 | 0 | 0 | 0 | 0 | 0 | 0 | 0 | 0 | 0 | 0 | 0 | 0 | 0 | 0 | 0 | 0 | 0 | 0 | 0 | 0 | 0 | 0 | 0 | 0 | 0 | 0 | 0 | 0 | 0 | 0 | 0 | 0 | 0 | 0 | 0 | 0 | 0 | 0 | 0 | 0
| Total - low carbon cost |  | £m | 0 | 0 | 0 | 0 | 0 | 0 | 0 | 0 | 0 | 0 | 0 | 0 | 0 | 0 | 0 | 0 | 0 | 0 | 0 | 0 | 0 | 0 | 0 | 0 | 0 | 0 | 0 | 0 | 0 | 0 | 0 | 0 | 0 | 0 | 0 | 0 | 0 | 0 | 0 | 0 | 0 | 0 | 0 | 0 | 0 | 0 | 0 | 0 | 0 | 0
| Total - high carbon cost |  | £m | 0 | 0 | 0 | 0 | 0 | 0 | 0 | 0 | 0 | 0 | 0 | 0 | 0 | 0 | 0 | 0 | 0 | 0 | 0 | 0 | 0 | 0 | 0 | 0 | 0 | 0 | 0 | 0 | 0 | 0 | 0 | 0 | 0 | 0 | 0 | 0 | 0 | 0 | 0 | 0 | 0 | 0 | 0 | 0 | 0 | 0 | 0 | 0 | 0 | 0
Net Present Value | NPV - central carbon cost |  | £m | 0 | 0 | 0 | 0 | 0 | 0 | 0 | 0 | 0 | 0 | 0 | 0 | 0 | 0 | 0 | 0 | 0 | 0 | 0 | 0 | 0 | 0 | 0 | 0 | 0 | 0 | 0 | 0 | 0 | 0 | 0 | 0 | 0 | 0 | 0 | 0 | 0 | 0 | 0 | 0 | 0 | 0 | 0 | 0 | 0 | 0 | 0 | 0 | 0 | 0
| NPV - low carbon cost |  | £m | 0 | 0 | 0 | 0 | 0 | 0 | 0 | 0 | 0 | 0 | 0 | 0 | 0 | 0 | 0 | 0 | 0 | 0 | 0 | 0 | 0 | 0 | 0 | 0 | 0 | 0 | 0 | 0 | 0 | 0 | 0 | 0 | 0 | 0 | 0 | 0 | 0 | 0 | 0 | 0 | 0 | 0 | 0 | 0 | 0 | 0 | 0 | 0 | 0 | 0
| NPV - high carbon cost |  | £m | 0 | 0 | 0 | 0 | 0 | 0 | 0 | 0 | 0 | 0 | 0 | 0 | 0 | 0 | 0 | 0 | 0 | 0 | 0 | 0 | 0 | 0 | 0 | 0 | 0 | 0 | 0 | 0 | 0 | 0 | 0 | 0 | 0 | 0 | 0 | 0 | 0 | 0 | 0 | 0 | 0 | 0 | 0 | 0 | 0 | 0 | 0 | 0 | 0 | 0
Comparison to baseline
|  |  |  | 2027 | 2028 | 2029 | 2030 | 2031 | 2032 | 2033 | 2034 | 2035 | 2036 | 2037 | 2038 | 2039 | 2040 | 2041 | 2042 | 2043 | 2044 | 2045 | 2046 | 2047 | 2048 | 2049 | 2050 | 2051 | 2052 | 2053 | 2054 | 2055 | 2056 | 2057 | 2058 | 2059 | 2060 | 2061 | 2062 | 2063 | 2064 | 2065 | 2066 | 2067 | 2068 | 2069 | 2070 | 2071 | 2072 | 2073 | 2074 | 2075 | 2076
Summary of discounted costs/benefits | Capex |  | £m | 0 | 0 | 0 | 0 | 0 | 0 | 0 | 0 | 0 | 0 | 0 | 0 | 0 | 0 | 0 | 0 | 0 | 0 | 0 | 0 | 0 | 0 | 0 | 0 | 0 | 0 | 0 | 0 | 0 | 0 | 0 | 0 | 0 | 0 | 0 | 0 | 0 | 0 | 0 | 0 | 0 | 0 | 0 | 0 | 0 | 0 | 0 | 0 | 0 | 0
| Opex |  | £m | 0.08584 | 0.29565 | 0.08337 | 0 | 0.080971 | 0 | 0.35623 | 0 | 0.076378 | 0 | 0.07418 | 0.26063 | 0.072046 | 0 | 0.069972 | 0 | 0.31266 | 0 | 0.066003 | 0 | 0.064104 | 0.22975 | 0.06226 | 0 | 0.060468 | 0 | 0.27444 | 0 | 0.057038 | 0 | 0.055397 | 0.20352 | 0.054326 | 0 | 0.053277 | 0 | 0.24802 | 0 | 0.051238 | 0 | 0.050247 | 0.18831 | 0.049276 | 0 | 0.048324 | 0 | 0.22853 | 0 | 0.046475 | 0
| Pass Through Costs |  | £m | 0 | 0 | 0 | 0 | 0 | 0 | 0 | 0 | 0 | 0 | 0 | 0 | 0 | 0 | 0 | 0 | 0 | 0 | 0 | 0 | 0 | 0 | 0 | 0 | 0 | 0 | 0 | 0 | 0 | 0 | 0 | 0 | 0 | 0 | 0 | 0 | 0 | 0 | 0 | 0 | 0 | 0 | 0 | 0 | 0 | 0 | 0 | 0 | 0 | 0
| Environmental - central CO2 cost |  | £m | 0 | 0 | 0 | 0 | 0 | 0 | 0 | 0 | 0 | 0 | 0 | 0 | 0 | 0 | 0 | 0 | 0 | 0 | 0 | 0 | 0 | 0 | 0 | 0 | 0 | 0 | 0 | 0 | 0 | 0 | 0 | 0 | 0 | 0 | 0 | 0 | 0 | 0 | 0 | 0 | 0 | 0 | 0 | 0 | 0 | 0 | 0 | 0 | 0 | 0
| Environmental - low CO2 cost |  | £m | 0 | 0 | 0 | 0 | 0 | 0 | 0 | 0 | 0 | 0 | 0 | 0 | 0 | 0 | 0 | 0 | 0 | 0 | 0 | 0 | 0 | 0 | 0 | 0 | 0 | 0 | 0 | 0 | 0 | 0 | 0 | 0 | 0 | 0 | 0 | 0 | 0 | 0 | 0 | 0 | 0 | 0 | 0 | 0 | 0 | 0 | 0 | 0 | 0 | 0
| Environmental - high CO2 cost |  | £m | 0 | 0 | 0 | 0 | 0 | 0 | 0 | 0 | 0 | 0 | 0 | 0 | 0 | 0 | 0 | 0 | 0 | 0 | 0 | 0 | 0 | 0 | 0 | 0 | 0 | 0 | 0 | 0 | 0 | 0 | 0 | 0 | 0 | 0 | 0 | 0 | 0 | 0 | 0 | 0 | 0 | 0 | 0 | 0 | 0 | 0 | 0 | 0 | 0 | 0
| Safety |  | £m | 0 | 0 | 0 | 0 | 0 | 0 | 0 | 0 | 0 | 0 | 0 | 0 | 0 | 0 | 0 | 0 | 0 | 0 | 0 | 0 | 0 | 0 | 0 | 0 | 0 | 0 | 0 | 0 | 0 | 0 | 0 | 0 | 0 | 0 | 0 | 0 | 0 | 0 | 0 | 0 | 0 | 0 | 0 | 0 | 0 | 0 | 0 | 0 | 0 | 0
| Financial |  |  | 9.297 | 9.0614 | 8.8325 | 8.61 | 8.3937 | 8.1836 | 7.9794 | 7.781 | 7.5882 | 7.4009 | 7.2188 | 7.042 | 6.8701 | 6.7031 | 6.5409 | 6.3833 | 6.2302 | 6.0815 | 5.937 | 5.7967 | 5.6604 | 5.528 | 5.3994 | 5.2745 | 5.1532 | 5.0354 | 4.921 | 4.81 | 4.7022 | 4.5975 | 4.4959 | 4.4186 | 4.3434 | 4.2702 | 4.199 | 4.1298 | 4.0624 | 3.9969 | 3.9333 | 3.8714 | 3.8113 | 3.7529 | 3.6963 | 3.6412 | 3.5878 | 3.536 | 3.4858 | 3.4371 | 3.3899 | 3.3441
| Other |  | £m | 0 | 0 | 0 | 0 | 0 | 0 | 0 | 0 | 0 | 0 | 0 | 0 | 0 | 0 | 0 | 0 | 0 | 0 | 0 | 0 | 0 | 0 | 0 | 0 | 0 | 0 | 0 | 0 | 0 | 0 | 0 | 0 | 0 | 0 | 0 | 0 | 0 | 0 | 0 | 0 | 0 | 0 | 0 | 0 | 0 | 0 | 0 | 0 | 0 | 0
Annual Total | Total - central carbon cost |  | £m | 9.3828 | 9.3571 | 8.9158 | 8.61 | 8.4747 | 8.1836 | 8.3357 | 7.781 | 7.6646 | 7.4009 | 7.293 | 7.3026 | 6.9422 | 6.7031 | 6.6109 | 6.3833 | 6.5429 | 6.0815 | 6.003 | 5.7967 | 5.7245 | 5.7577 | 5.4616 | 5.2745 | 5.2137 | 5.0354 | 5.1955 | 4.81 | 4.7592 | 4.5975 | 4.5513 | 4.6221 | 4.3977 | 4.2702 | 4.2523 | 4.1298 | 4.3104 | 3.9969 | 3.9845 | 3.8714 | 3.8616 | 3.9413 | 3.7455 | 3.6412 | 3.6361 | 3.536 | 3.7143 | 3.4371 | 3.4363 | 3.3441
| Total - low carbon cost |  | £m | 9.3828 | 9.3571 | 8.9158 | 8.61 | 8.4747 | 8.1836 | 8.3357 | 7.781 | 7.6646 | 7.4009 | 7.293 | 7.3026 | 6.9422 | 6.7031 | 6.6109 | 6.3833 | 6.5429 | 6.0815 | 6.003 | 5.7967 | 5.7245 | 5.7577 | 5.4616 | 5.2745 | 5.2137 | 5.0354 | 5.1955 | 4.81 | 4.7592 | 4.5975 | 4.5513 | 4.6221 | 4.3977 | 4.2702 | 4.2523 | 4.1298 | 4.3104 | 3.9969 | 3.9845 | 3.8714 | 3.8616 | 3.9413 | 3.7455 | 3.6412 | 3.6361 | 3.536 | 3.7143 | 3.4371 | 3.4363 | 3.3441
| Total - high carbon cost |  | £m | 9.3828 | 9.3571 | 8.9158 | 8.61 | 8.4747 | 8.1836 | 8.3357 | 7.781 | 7.6646 | 7.4009 | 7.293 | 7.3026 | 6.9422 | 6.7031 | 6.6109 | 6.3833 | 6.5429 | 6.0815 | 6.003 | 5.7967 | 5.7245 | 5.7577 | 5.4616 | 5.2745 | 5.2137 | 5.0354 | 5.1955 | 4.81 | 4.7592 | 4.5975 | 4.5513 | 4.6221 | 4.3977 | 4.2702 | 4.2523 | 4.1298 | 4.3104 | 3.9969 | 3.9845 | 3.8714 | 3.8616 | 3.9413 | 3.7455 | 3.6412 | 3.6361 | 3.536 | 3.7143 | 3.4371 | 3.4363 | 3.3441
Net Present Value | Total - central carbon cost |  | £m | 9.3828 | 18.7399 | 27.6557 | 36.2657 | 44.7404 | 52.924 | 61.2597 | 69.0407 | 76.7053 | 84.1062 | 91.3992 | 98.7018 | 105.644 | 112.3471 | 118.958 | 125.3414 | 131.8843 | 137.9658 | 143.9688 | 149.7655 | 155.4899 | 161.2477 | 166.7093 | 171.9838 | 177.1974 | 182.2328 | 187.4283 | 192.2383 | 196.9975 | 201.5951 | 206.1464 | 210.7685 | 215.1663 | 219.4365 | 223.6888 | 227.8185 | 232.129 | 236.1259 | 240.1104 | 243.9818 | 247.8434 | 251.7847 | 255.5302 | 259.1714 | 262.8076 | 266.3436 | 270.0579 | 273.4949 | 276.9313 | 280.2754
| Total - low carbon cost |  | £m | 9.3828 | 18.7399 | 27.6557 | 36.2657 | 44.7404 | 52.924 | 61.2597 | 69.0407 | 76.7053 | 84.1062 | 91.3992 | 98.7018 | 105.644 | 112.3471 | 118.958 | 125.3414 | 131.8843 | 137.9658 | 143.9688 | 149.7655 | 155.4899 | 161.2477 | 166.7093 | 171.9838 | 177.1974 | 182.2328 | 187.4283 | 192.2383 | 196.9975 | 201.5951 | 206.1464 | 210.7685 | 215.1663 | 219.4365 | 223.6888 | 227.8185 | 232.129 | 236.1259 | 240.1104 | 243.9818 | 247.8434 | 251.7847 | 255.5302 | 259.1714 | 262.8076 | 266.3436 | 270.0579 | 273.4949 | 276.9313 | 280.2754
| Total - high carbon cost |  | £m | 9.3828 | 18.7399 | 27.6557 | 36.2657 | 44.7404 | 52.924 | 61.2597 | 69.0407 | 76.7053 | 84.1062 | 91.3992 | 98.7018 | 105.644 | 112.3471 | 118.958 | 125.3414 | 131.8843 | 137.9658 | 143.9688 | 149.7655 | 155.4899 | 161.2477 | 166.7093 | 171.9838 | 177.1974 | 182.2328 | 187.4283 | 192.2383 | 196.9975 | 201.5951 | 206.1464 | 210.7685 | 215.1663 | 219.4365 | 223.6888 | 227.8185 | 232.129 | 236.1259 | 240.1104 | 243.9818 | 247.8434 | 251.7847 | 255.5302 | 259.1714 | 262.8076 | 266.3436 | 270.0579 | 273.4949 | 276.9313 | 280.2754
|  |  |  | 2027 | 2028 | 2029 | 2030 | 2031 | 2032 | 2033 | 2034 | 2035 | 2036 | 2037 | 2038 | 2039 | 2040 | 2041 | 2042 | 2043 | 2044 | 2045 | 2046 | 2047 | 2048 | 2049 | 2050 | 2051 | 2052 | 2053 | 2054 | 2055 | 2056 | 2057 | 2058 | 2059 | 2060 | 2061 | 2062 | 2063 | 2064 | 2065 | 2066 | 2067 | 2068 | 2069 | 2070 | 2071 | 2072 | 2073 | 2074 | 2075 | 2076
| Monetised risk - memo line |  | £m
Note on B10: Ofgem: Enter as year (eg 2027)
Note on C158: Duncan Innes:GT/GD
Note on C161: Duncan Innes: All sectors
Note on C162: Duncan Innes: All sectors
Note on B229: Ofgem: This line records the total monetised risk of the modelled scenario. It acts as a cross-reference between the CBA and NARM BPDTs and should not directly link to any formulas in the CBA analysis above.

## Option_4 Workings (hidden)
Additional cost/benefit explanations
Please provide a short explanation of any additional cost/benefit lines that have been completed in addition to the pre-populated ones. This should include both a description of the nature of the cost/benefit, and an explanation of how the value was calculated, citing appropriate sources (eg for relevant global warming potentials). If an explanation has been provided within the EJP, then simply provide a reference to the relevant page number.
Long term cost/benefit assumptions
Please briefly summarise the assumptions you have used to calculate long-term (ie beyond the duration of the RIIO3 price control) costs and other inputs (eg "Opex assumed to increase at 1%/year based on historic trends"). In most cases we would expect these to be the same across the baseline and different options, but where this is not the case additional tabs can be completed as necessary. If detailed descriptions are required (eg to explain assumptions around whole life costs of assets) these should be included as part of the EJP
Capex
Opex
Leakage
Fatality risk
Non-Fatality risk
Cost cross-referencing
If there is any explanation required on how the cost data set out in the EJP totals to the lines in the CBA, please provide it here.

## Option_5 (hidden)
Summary | [7 empty] | Text Descriptions
[8 empty] | Option Description - this should allow us to quickly recognise the option being assessed (based on descriptions in the EJP and other documents) and distinguish it both from other investment areas and from other options. If appropriate, please provide sitemaps, photos or any other documents that will help with this identification (likely to be relevant for major projects rather than asset classes) | [6 empty] | Stakeholder Support Summary - please provide a synopsis which details the feedback from stakeholder group(s)
Option Name |  |  |  | Date Undertaken:
Scheme Reference ID
Expenditure Type |  |  |  | Authorised By:
Preferred Option (Y/N)
Spend Area (Please include relevant RRP/BPDT Table Reference)
First year of expenditure outflow | 2027
Payback position at year | Central CO2 Cost - PV of costs & benefits (£m) | Central CO2 Cost - NPV relative to baseline (£m) | Low CO2 cost - PV of costs & benefits (£m) | Low CO2 cost - NPV relative to baseline (£m) | High CO2 cost - PV of costs & benefits (£m) | High CO2 cost - NPV relative to baseline (£m)
2035 | 0 | 76.7053 | 0 | 76.7053 | 0 | 76.7053
2040 | 0 | 112.3471 | 0 | 112.3471 | 0 | 112.3471
2045 | 0 | 143.9688 | 0 | 143.9688 | 0 | 143.9688
2050 | 0 | 171.9838 | 0 | 171.9838 | 0 | 171.9838
2060 | 0 | 219.4365 | 0 | 219.4365 | 0 | 219.4365
2070 | 0 | 259.1714 | 0 | 259.1714 | 0 | 259.1714
Capitalisation rate | 33.7% | [6 empty] | Engineering Justification Summary - please provide a synopsis & share the document which articulates the full detailed explanation | [6 empty] | Company View - please provide a synopsis which details your view of how beneficial this option is.
Expenditure Profile - Summary
| 2027 | 2028 | 2029 | 2030 | 2031 | Post RIIO3
| (£m) | (£m) | (£m) | (£m) | (£m) | (£m)
Capitalised costs | 0 | 0 | 0 | 0 | 0 | 0
Non-capitalised costs | 0 | 0 | 0 | 0 | 0 | 0
| Asset Class | Unit | Comments
Output
Financial Costs
Inputs
|  |  |  | RIIO3 |  |  |  |  | RIIO4 |  |  |  |  | RIIO5 |  |  |  |  | RIIO6 |  |  |  |  | RIIO7 |  |  |  |  | RIIO8 |  |  |  |  | RIIO9 |  |  |  |  | RIIO10 |  |  |  |  | RIIO11 |  |  |  |  | RIIO12
|  |  |  | 1 | 2 | 3 | 4 | 5 | 6 | 7 | 8 | 9 | 10 | 11 | 12 | 13 | 14 | 15 | 16 | 17 | 18 | 19 | 20 | 21 | 22 | 23 | 24 | 25 | 26 | 27 | 28 | 29 | 30 | 31 | 32 | 33 | 34 | 35 | 36 | 37 | 38 | 39 | 40 | 41 | 42 | 43 | 44 | 45 | 46 | 47 | 48 | 49 | 50
| Asset Class | Intervention type |  | 2027 | 2028 | 2029 | 2030 | 2031 | 2032 | 2033 | 2034 | 2035 | 2036 | 2037 | 2038 | 2039 | 2040 | 2041 | 2042 | 2043 | 2044 | 2045 | 2046 | 2047 | 2048 | 2049 | 2050 | 2051 | 2052 | 2053 | 2054 | 2055 | 2056 | 2057 | 2058 | 2059 | 2060 | 2061 | 2062 | 2063 | 2064 | 2065 | 2066 | 2067 | 2068 | 2069 | 2070 | 2071 | 2072 | 2073 | 2074 | 2075 | 2076
Capex/Repex |  |  | £m
£m
£m
£m
£m
£m
£m
£m
£m
£m
| Total Capex | (1) | £m | 0 | 0 | 0 | 0 | 0 | 0 | 0 | 0 | 0 | 0 | 0 | 0 | 0 | 0 | 0 | 0 | 0 | 0 | 0 | 0 | 0 | 0 | 0 | 0 | 0 | 0 | 0 | 0 | 0 | 0 | 0 | 0 | 0 | 0 | 0 | 0 | 0 | 0 | 0 | 0 | 0 | 0 | 0 | 0 | 0 | 0 | 0 | 0 | 0 | 0
Associated direct opex |  |  | £m
£m
£m
£m
£m
| Total Opex |  | £m | 0 | 0 | 0 | 0 | 0 | 0 | 0 | 0 | 0 | 0 | 0 | 0 | 0 | 0 | 0 | 0 | 0 | 0 | 0 | 0 | 0 | 0 | 0 | 0 | 0 | 0 | 0 | 0 | 0 | 0 | 0 | 0 | 0 | 0 | 0 | 0 | 0 | 0 | 0 | 0 | 0 | 0 | 0 | 0 | 0 | 0 | 0 | 0 | 0 | 0
Pass through costs | Leakage |  | £m | 0 | 0 | 0 | 0 | 0 | 0 | 0 | 0 | 0 | 0 | 0 | 0 | 0 | 0 | 0 | 0 | 0 | 0 | 0 | 0 | 0 | 0 | 0 | 0 | 0 | 0 | 0 | 0 | 0 | 0 | 0 | 0 | 0 | 0 | 0 | 0 | 0 | 0 | 0 | 0 | 0 | 0 | 0 | 0 | 0 | 0 | 0 | 0 | 0 | 0
£m
| Total Pass Through Costs |  | £m | 0 | 0 | 0 | 0 | 0 | 0 | 0 | 0 | 0 | 0 | 0 | 0 | 0 | 0 | 0 | 0 | 0 | 0 | 0 | 0 | 0 | 0 | 0 | 0 | 0 | 0 | 0 | 0 | 0 | 0 | 0 | 0 | 0 | 0 | 0 | 0 | 0 | 0 | 0 | 0 | 0 | 0 | 0 | 0 | 0 | 0 | 0 | 0 | 0 | 0
Annual cost calculations |  |  |  | 2027 | 2028 | 2029 | 2030 | 2031 | 2032 | 2033 | 2034 | 2035 | 2036 | 2037 | 2038 | 2039 | 2040 | 2041 | 2042 | 2043 | 2044 | 2045 | 2046 | 2047 | 2048 | 2049 | 2050 | 2051 | 2052 | 2053 | 2054 | 2055 | 2056 | 2057 | 2058 | 2059 | 2060 | 2061 | 2062 | 2063 | 2064 | 2065 | 2066 | 2067 | 2068 | 2069 | 2070 | 2071 | 2072 | 2073 | 2074 | 2075 | 2076
| Capitalisation rates | (2) | % | 33.7% | 33.7% | 33.7% | 33.7% | 33.7% | 33.7% | 33.7% | 33.7% | 33.7% | 33.7% | 33.7% | 33.7% | 33.7% | 33.7% | 33.7% | 33.7% | 33.7% | 33.7% | 33.7% | 33.7% | 33.7% | 33.7% | 33.7% | 0% | 0% | 0% | 0% | 0% | 0% | 0% | 0% | 0% | 0% | 0% | 0% | 0% | 0% | 0% | 0% | 0% | 0% | 0% | 0% | 0% | 0% | 0% | 0% | 0% | 0% | 0%
| Capitalised investment | (3)=(1)x(2) | £m | 0 | 0 | 0 | 0 | 0 | 0 | 0 | 0 | 0 | 0 | 0 | 0 | 0 | 0 | 0 | 0 | 0 | 0 | 0 | 0 | 0 | 0 | 0 | 0 | 0 | 0 | 0 | 0 | 0 | 0 | 0 | 0 | 0 | 0 | 0 | 0 | 0 | 0 | 0 | 0 | 0 | 0 | 0 | 0 | 0 | 0 | 0 | 0 | 0 | 0
| Investment to be expensed | (4)=(1)-(3) | £m | 0 | 0 | 0 | 0 | 0 | 0 | 0 | 0 | 0 | 0 | 0 | 0 | 0 | 0 | 0 | 0 | 0 | 0 | 0 | 0 | 0 | 0 | 0 | 0 | 0 | 0 | 0 | 0 | 0 | 0 | 0 | 0 | 0 | 0 | 0 | 0 | 0 | 0 | 0 | 0 | 0 | 0 | 0 | 0 | 0 | 0 | 0 | 0 | 0 | 0
| 2027 Depreciation | (5)2027=(3)2027*Dep_ratet | £m |  | 0 | 0 | 0 | 0 | 0 | 0 | 0 | 0 | 0 | 0 | 0 | 0 | 0 | 0 | 0 | 0 | 0 | 0 | 0 | 0 | 0 | 0 | 0 | 0 | 0 | 0 | 0 | 0 | 0 | 0 | 0 | 0 | 0 | 0 | 0 | 0 | 0 | 0 | 0 | 0 | 0 | 0 | 0 | 0 | 0 | 0 | 0 | 0 | 0
| 2028 Depreciation | (5)2028=(3)2028*Dep_ratet | £m |  |  | 0 | 0 | 0 | 0 | 0 | 0 | 0 | 0 | 0 | 0 | 0 | 0 | 0 | 0 | 0 | 0 | 0 | 0 | 0 | 0 | 0 | 0 | 0 | 0 | 0 | 0 | 0 | 0 | 0 | 0 | 0 | 0 | 0 | 0 | 0 | 0 | 0 | 0 | 0 | 0 | 0 | 0 | 0 | 0 | 0 | 0 | 0 | 0
| 2029 Depreciation | (5)2029=(3)2029*Dep_ratet | £m |  |  |  | 0 | 0 | 0 | 0 | 0 | 0 | 0 | 0 | 0 | 0 | 0 | 0 | 0 | 0 | 0 | 0 | 0 | 0 | 0 | 0 | 0 | 0 | 0 | 0 | 0 | 0 | 0 | 0 | 0 | 0 | 0 | 0 | 0 | 0 | 0 | 0 | 0 | 0 | 0 | 0 | 0 | 0 | 0 | 0 | 0 | 0 | 0
| 2030 Depreciation | (5)2030=(3)2030*Dep_ratet | £m |  |  |  |  | 0 | 0 | 0 | 0 | 0 | 0 | 0 | 0 | 0 | 0 | 0 | 0 | 0 | 0 | 0 | 0 | 0 | 0 | 0 | 0 | 0 | 0 | 0 | 0 | 0 | 0 | 0 | 0 | 0 | 0 | 0 | 0 | 0 | 0 | 0 | 0 | 0 | 0 | 0 | 0 | 0 | 0 | 0 | 0 | 0 | 0
| 2031 Depreciation | (5)2031=(3)2031*Dep_ratet | £m | [5 empty] | 0 | 0 | 0 | 0 | 0 | 0 | 0 | 0 | 0 | 0 | 0 | 0 | 0 | 0 | 0 | 0 | 0 | 0 | 0 | 0 | 0 | 0 | 0 | 0 | 0 | 0 | 0 | 0 | 0 | 0 | 0 | 0 | 0 | 0 | 0 | 0 | 0 | 0 | 0 | 0 | 0 | 0 | 0 | 0 | 0
| 2032 Depreciation | (5)2032=(3)2032*Dep_ratet | £m | [6 empty] | 0 | 0 | 0 | 0 | 0 | 0 | 0 | 0 | 0 | 0 | 0 | 0 | 0 | 0 | 0 | 0 | 0 | 0 | 0 | 0 | 0 | 0 | 0 | 0 | 0 | 0 | 0 | 0 | 0 | 0 | 0 | 0 | 0 | 0 | 0 | 0 | 0 | 0 | 0 | 0 | 0 | 0 | 0 | 0
| 2033 Depreciation | (5)2033=(3)2033*Dep_ratet | £m | [7 empty] | 0 | 0 | 0 | 0 | 0 | 0 | 0 | 0 | 0 | 0 | 0 | 0 | 0 | 0 | 0 | 0 | 0 | 0 | 0 | 0 | 0 | 0 | 0 | 0 | 0 | 0 | 0 | 0 | 0 | 0 | 0 | 0 | 0 | 0 | 0 | 0 | 0 | 0 | 0 | 0 | 0 | 0 | 0
| 2034 Depreciation | (5)2034=(3)2034*Dep_ratet | £m | [8 empty] | 0 | 0 | 0 | 0 | 0 | 0 | 0 | 0 | 0 | 0 | 0 | 0 | 0 | 0 | 0 | 0 | 0 | 0 | 0 | 0 | 0 | 0 | 0 | 0 | 0 | 0 | 0 | 0 | 0 | 0 | 0 | 0 | 0 | 0 | 0 | 0 | 0 | 0 | 0 | 0 | 0 | 0
| 2035 Depreciation | (5)2035=(3)2035*Dep_ratet | £m | [9 empty] | 0 | 0 | 0 | 0 | 0 | 0 | 0 | 0 | 0 | 0 | 0 | 0 | 0 | 0 | 0 | 0 | 0 | 0 | 0 | 0 | 0 | 0 | 0 | 0 | 0 | 0 | 0 | 0 | 0 | 0 | 0 | 0 | 0 | 0 | 0 | 0 | 0 | 0 | 0 | 0 | 0
| 2036 Depreciation | (5)2036=(3)2036*Dep_ratet | £m | [10 empty] | 0 | 0 | 0 | 0 | 0 | 0 | 0 | 0 | 0 | 0 | 0 | 0 | 0 | 0 | 0 | 0 | 0 | 0 | 0 | 0 | 0 | 0 | 0 | 0 | 0 | 0 | 0 | 0 | 0 | 0 | 0 | 0 | 0 | 0 | 0 | 0 | 0 | 0 | 0 | 0
| 2037 Depreciation | (5)2037=(3)2037*Dep_ratet | £m | [11 empty] | 0 | 0 | 0 | 0 | 0 | 0 | 0 | 0 | 0 | 0 | 0 | 0 | 0 | 0 | 0 | 0 | 0 | 0 | 0 | 0 | 0 | 0 | 0 | 0 | 0 | 0 | 0 | 0 | 0 | 0 | 0 | 0 | 0 | 0 | 0 | 0 | 0 | 0 | 0
| 2038 Depreciation | (5)2038=(3)2038*Dep_ratet | £m | [12 empty] | 0 | 0 | 0 | 0 | 0 | 0 | 0 | 0 | 0 | 0 | 0 | 0 | 0 | 0 | 0 | 0 | 0 | 0 | 0 | 0 | 0 | 0 | 0 | 0 | 0 | 0 | 0 | 0 | 0 | 0 | 0 | 0 | 0 | 0 | 0 | 0 | 0 | 0
| 2039 Depreciation | (5)2039=(3)2039*Dep_ratet | £m | [13 empty] | 0 | 0 | 0 | 0 | 0 | 0 | 0 | 0 | 0 | 0 | 0 | 0 | 0 | 0 | 0 | 0 | 0 | 0 | 0 | 0 | 0 | 0 | 0 | 0 | 0 | 0 | 0 | 0 | 0 | 0 | 0 | 0 | 0 | 0 | 0 | 0 | 0
| 2040 Depreciation | (5)2040=(3)2040*Dep_ratet | £m | [14 empty] | 0 | 0 | 0 | 0 | 0 | 0 | 0 | 0 | 0 | 0 | 0 | 0 | 0 | 0 | 0 | 0 | 0 | 0 | 0 | 0 | 0 | 0 | 0 | 0 | 0 | 0 | 0 | 0 | 0 | 0 | 0 | 0 | 0 | 0 | 0 | 0
| 2041 Depreciation | (5)2041=(3)2041*Dep_ratet | £m | [15 empty] | 0 | 0 | 0 | 0 | 0 | 0 | 0 | 0 | 0 | 0 | 0 | 0 | 0 | 0 | 0 | 0 | 0 | 0 | 0 | 0 | 0 | 0 | 0 | 0 | 0 | 0 | 0 | 0 | 0 | 0 | 0 | 0 | 0 | 0 | 0
| 2042 Depreciation | (5)2042=(3)2042*Dep_ratet | £m | [16 empty] | 0 | 0 | 0 | 0 | 0 | 0 | 0 | 0 | 0 | 0 | 0 | 0 | 0 | 0 | 0 | 0 | 0 | 0 | 0 | 0 | 0 | 0 | 0 | 0 | 0 | 0 | 0 | 0 | 0 | 0 | 0 | 0 | 0 | 0
| 2043 Depreciation | (5)2043=(3)2043*Dep_ratet | £m | [17 empty] | 0 | 0 | 0 | 0 | 0 | 0 | 0 | 0 | 0 | 0 | 0 | 0 | 0 | 0 | 0 | 0 | 0 | 0 | 0 | 0 | 0 | 0 | 0 | 0 | 0 | 0 | 0 | 0 | 0 | 0 | 0 | 0 | 0
| 2044 Depreciation | (5)2044=(3)2044*Dep_ratet | £m | [18 empty] | 0 | 0 | 0 | 0 | 0 | 0 | 0 | 0 | 0 | 0 | 0 | 0 | 0 | 0 | 0 | 0 | 0 | 0 | 0 | 0 | 0 | 0 | 0 | 0 | 0 | 0 | 0 | 0 | 0 | 0 | 0 | 0
| 2045 Depreciation | (5)2045=(3)2045*Dep_ratet | £m | [19 empty] | 0 | 0 | 0 | 0 | 0 | 0 | 0 | 0 | 0 | 0 | 0 | 0 | 0 | 0 | 0 | 0 | 0 | 0 | 0 | 0 | 0 | 0 | 0 | 0 | 0 | 0 | 0 | 0 | 0 | 0 | 0
| 2046 Depreciation | (5)2046=(3)2046*Dep_ratet | £m | [20 empty] | 0 | 0 | 0 | 0 | 0 | 0 | 0 | 0 | 0 | 0 | 0 | 0 | 0 | 0 | 0 | 0 | 0 | 0 | 0 | 0 | 0 | 0 | 0 | 0 | 0 | 0 | 0 | 0 | 0 | 0
| 2047 Depreciation | (5)2047=(3)2047*Dep_ratet | £m | 2048: 0; 2049: 0; 2050: 0; 2051: 0; 2052: 0; 2053: 0; 2054: 0; 2055: 0; 2056: 0; 2057: 0; 2058: 0; 2059: 0; 2060: 0; 2061: 0; 2062: 0; 2063: 0; 2064: 0; 2065: 0; 2066: 0; 2067: 0; 2068: 0; 2069: 0; 2070: 0; 2071: 0; 2072: 0; 2073: 0; 2074: 0; 2075: 0; 2076: 0
| 2048 Depreciation | (5)2048=(3)2048*Dep_ratet | £m | 2049: 0; 2050: 0; 2051: 0; 2052: 0; 2053: 0; 2054: 0; 2055: 0; 2056: 0; 2057: 0; 2058: 0; 2059: 0; 2060: 0; 2061: 0; 2062: 0; 2063: 0; 2064: 0; 2065: 0; 2066: 0; 2067: 0; 2068: 0; 2069: 0; 2070: 0; 2071: 0; 2072: 0; 2073: 0; 2074: 0; 2075: 0; 2076: 0
| 2049 Depreciation | (5)2049=(3)2049*Dep_ratet | £m | 2050: 0; 2051: 0; 2052: 0; 2053: 0; 2054: 0; 2055: 0; 2056: 0; 2057: 0; 2058: 0; 2059: 0; 2060: 0; 2061: 0; 2062: 0; 2063: 0; 2064: 0; 2065: 0; 2066: 0; 2067: 0; 2068: 0; 2069: 0; 2070: 0; 2071: 0; 2072: 0; 2073: 0; 2074: 0; 2075: 0; 2076: 0
| 2050 Depreciation | (5)2050=(3)2050*Dep_ratet | £m
| 2051 Depreciation | (5)2051=(3)2051*Dep_ratet | £m
| 2052 Depreciation | (5)2052=(3)2052*Dep_ratet | £m
| 2053 Depreciation | (5)2053=(3)2053*Dep_ratet | £m
| 2054 Depreciation | (5)2054=(3)2054*Dep_ratet | £m
| 2055 Depreciation | (5)2055=(3)2055*Dep_ratet | £m
| 2056 Depreciation | (5)2056=(3)2056*Dep_ratet | £m
| 2057 Depreciation | (5)2057=(3)2057*Dep_ratet | £m
| 2058 Depreciation | (5)2058=(3)2058*Dep_ratet | £m
| 2059 Depreciation | (5)2059=(3)2059*Dep_ratet | £m
| 2060 Depreciation | (5)2060=(3)2060*Dep_ratet | £m
| 2061 Depreciation | (5)2061=(3)2061*Dep_ratet | £m
| 2062 Depreciation | (5)2062=(3)2062*Dep_ratet | £m
| 2063 Depreciation | (5)2063=(3)2063*Dep_ratet | £m
| 2064 Depreciation | (5)2064=(3)2064*Dep_ratet | £m
| 2065 Depreciation | (5)2065=(3)2065*Dep_ratet | £m
| 2066 Depreciation | (5)2066=(3)2066*Dep_ratet | £m
| 2067 Depreciation | (5)2067=(3)2067*Dep_ratet | £m
| 2068 Depreciation | (5)2068=(3)2068*Dep_ratet | £m
| 2069 Depreciation | (5)2069=(3)2069*Dep_ratet | £m
| 2070 Depreciation | (5)2070=(3)2070*Dep_ratet | £m
| Depreciation | (5)=∑(5)t | £m | 0 | 0 | 0 | 0 | 0 | 0 | 0 | 0 | 0 | 0 | 0 | 0 | 0 | 0 | 0 | 0 | 0 | 0 | 0 | 0 | 0 | 0 | 0 | 0 | 0 | 0 | 0 | 0 | 0 | 0 | 0 | 0 | 0 | 0 | 0 | 0 | 0 | 0 | 0 | 0 | 0 | 0 | 0 | 0 | 0 | 0 | 0 | 0 | 0 | 0
| Opening RAV balance | (6op)t=(6cl)t-1 | £m | 0 | 0 | 0 | 0 | 0 | 0 | 0 | 0 | 0 | 0 | 0 | 0 | 0 | 0 | 0 | 0 | 0 | 0 | 0 | 0 | 0 | 0 | 0 | 0 | 0 | 0 | 0 | 0 | 0 | 0 | 0 | 0 | 0 | 0 | 0 | 0 | 0 | 0 | 0 | 0 | 0 | 0 | 0 | 0 | 0 | 0 | 0 | 0 | 0 | 0
| Discounted RAV balance | (6D)=(6cl)*(1/1+WACC)) | £m | 0 | 0 | 0 | 0 | 0 | 0 | 0 | 0 | 0 | 0 | 0 | 0 | 0 | 0 | 0 | 0 | 0 | 0 | 0 | 0 | 0 | 0 | 0 | 0 | 0 | 0 | 0 | 0 | 0 | 0 | 0 | 0 | 0 | 0 | 0 | 0 | 0 | 0 | 0 | 0 | 0 | 0 | 0 | 0 | 0 | 0 | 0 | 0 | 0 | 0
| Closing RAV balance | (6cl)=(3)-(5)+(6op) | £m | 0 | 0 | 0 | 0 | 0 | 0 | 0 | 0 | 0 | 0 | 0 | 0 | 0 | 0 | 0 | 0 | 0 | 0 | 0 | 0 | 0 | 0 | 0 | 0 | 0 | 0 | 0 | 0 | 0 | 0 | 0 | 0 | 0 | 0 | 0 | 0 | 0 | 0 | 0 | 0 | 0 | 0 | 0 | 0 | 0 | 0 | 0 | 0 | 0 | 0
| Cost of Capital | (6)=avg[(6D),(6op)]xWACC | £m | 0 | 0 | 0 | 0 | 0 | 0 | 0 | 0 | 0 | 0 | 0 | 0 | 0 | 0 | 0 | 0 | 0 | 0 | 0 | 0 | 0 | 0 | 0 | 0 | 0 | 0 | 0 | 0 | 0 | 0 | 0 | 0 | 0 | 0 | 0 | 0 | 0 | 0 | 0 | 0 | 0 | 0 | 0 | 0 | 0 | 0 | 0 | 0 | 0 | 0
| Total Capitalised Costs | (7)=(5)+(6) | £m | 0 | 0 | 0 | 0 | 0 | 0 | 0 | 0 | 0 | 0 | 0 | 0 | 0 | 0 | 0 | 0 | 0 | 0 | 0 | 0 | 0 | 0 | 0 | 0 | 0 | 0 | 0 | 0 | 0 | 0 | 0 | 0 | 0 | 0 | 0 | 0 | 0 | 0 | 0 | 0 | 0 | 0 | 0 | 0 | 0 | 0 | 0 | 0 | 0 | 0
| Total Non-Capitalised Costs |  |  | 0 | 0 | 0 | 0 | 0 | 0 | 0 | 0 | 0 | 0 | 0 | 0 | 0 | 0 | 0 | 0 | 0 | 0 | 0 | 0 | 0 | 0 | 0 | 0 | 0 | 0 | 0 | 0 | 0 | 0 | 0 | 0 | 0 | 0 | 0 | 0 | 0 | 0 | 0 | 0 | 0 | 0 | 0 | 0 | 0 | 0 | 0 | 0 | 0 | 0
| Total Direct Costs |  |  | 0 | 0 | 0 | 0 | 0 | 0 | 0 | 0 | 0 | 0 | 0 | 0 | 0 | 0 | 0 | 0 | 0 | 0 | 0 | 0 | 0 | 0 | 0 | 0 | 0 | 0 | 0 | 0 | 0 | 0 | 0 | 0 | 0 | 0 | 0 | 0 | 0 | 0 | 0 | 0 | 0 | 0 | 0 | 0 | 0 | 0 | 0 | 0 | 0 | 0
Non-Financial Costs/Benefits
Calculated values
| Category | Description |  | 2027 | 2028 | 2029 | 2030 | 2031 | 2032 | 2033 | 2034 | 2035 | 2036 | 2037 | 2038 | 2039 | 2040 | 2041 | 2042 | 2043 | 2044 | 2045 | 2046 | 2047 | 2048 | 2049 | 2050 | 2051 | 2052 | 2053 | 2054 | 2055 | 2056 | 2057 | 2058 | 2059 | 2060 | 2061 | 2062 | 2063 | 2064 | 2065 | 2066 | 2067 | 2068 | 2069 | 2070 | 2071 | 2072 | 2073 | 2074 | 2075 | 2076
Non-financial benefits/costs - values | Environmental | Leakage | £m | 0 | 0 | 0 | 0 | 0 | 0 | 0 | 0 | 0 | 0 | 0 | 0 | 0 | 0 | 0 | 0 | 0 | 0 | 0 | 0 | 0 | 0 | 0 | 0 | 0 | 0 | 0 | 0 | 0 | 0 | 0 | 0 | 0 | 0 | 0 | 0 | 0 | 0 | 0 | 0 | 0 | 0 | 0 | 0 | 0 | 0 | 0 | 0 | 0 | 0
| Environmental |  | £m
| Environmental |  | £m
| Safety | Fatality risk | £m | 0 | 0 | 0 | 0 | 0 | 0 | 0 | 0 | 0 | 0 | 0 | 0 | 0 | 0 | 0 | 0 | 0 | 0 | 0 | 0 | 0 | 0 | 0 | 0 | 0 | 0 | 0 | 0 | 0 | 0 | 0 | 0 | 0 | 0 | 0 | 0 | 0 | 0 | 0 | 0 | 0 | 0 | 0 | 0 | 0 | 0 | 0 | 0 | 0 | 0
| Safety | Non-Fatality risk | £m | 0 | 0 | 0 | 0 | 0 | 0 | 0 | 0 | 0 | 0 | 0 | 0 | 0 | 0 | 0 | 0 | 0 | 0 | 0 | 0 | 0 | 0 | 0 | 0 | 0 | 0 | 0 | 0 | 0 | 0 | 0 | 0 | 0 | 0 | 0 | 0 | 0 | 0 | 0 | 0 | 0 | 0 | 0 | 0 | 0 | 0 | 0 | 0 | 0 | 0
| Safety |  | £m
| Safety |  | £m
| Financial | NGN VF Financial Risk | £m
| Financial | NGN VF Customer Risk | £m
| Financial | NGN VF Compliance Risk | £m
| Other |  | £m
| Other |  | £m
Inputs
| Category | Description |  | 2027 | 2028 | 2029 | 2030 | 2031 | 2032 | 2033 | 2034 | 2035 | 2036 | 2037 | 2038 | 2039 | 2040 | 2041 | 2042 | 2043 | 2044 | 2045 | 2046 | 2047 | 2048 | 2049 | 2050 | 2051 | 2052 | 2053 | 2054 | 2055 | 2056 | 2057 | 2058 | 2059 | 2060 | 2061 | 2062 | 2063 | 2064 | 2065 | 2066 | 2067 | 2068 | 2069 | 2070 | 2071 | 2072 | 2073 | 2074 | 2075 | 2076
Non-financial benefits/costs - inputs | Environmental | Leakage | GWh
Environmental
Environmental
| Safety | Fatality risk
| Safety | Non-Fatality risk
Safety
Safety
Other
Other
Other
Other
Other
Alternative carbon calculations |  |  |  | 2027 | 2028 | 2029 | 2030 | 2031 | 2032 | 2033 | 2034 | 2035 | 2036 | 2037 | 2038 | 2039 | 2040 | 2041 | 2042 | 2043 | 2044 | 2045 | 2046 | 2047 | 2048 | 2049 | 2050 | 2051 | 2052 | 2053 | 2054 | 2055 | 2056 | 2057 | 2058 | 2059 | 2060 | 2061 | 2062 | 2063 | 2064 | 2065 | 2066 | 2067 | 2068 | 2069 | 2070 | 2071 | 2072 | 2073 | 2074 | 2075 | 2076
Environmental costs - low CO2 cost | Environmental | Leakage | £m | 0 | 0 | 0 | 0 | 0 | 0 | 0 | 0 | 0 | 0 | 0 | 0 | 0 | 0 | 0 | 0 | 0 | 0 | 0 | 0 | 0 | 0 | 0 | 0 | 0 | 0 | 0 | 0 | 0 | 0 | 0 | 0 | 0 | 0 | 0 | 0 | 0 | 0 | 0 | 0 | 0 | 0 | 0 | 0 | 0 | 0 | 0 | 0 | 0 | 0
| Environmental |  | £m
| Environmental |  | £m
Environmental costs - high CO2 cost | Environmental | Leakage | £m | 0 | 0 | 0 | 0 | 0 | 0 | 0 | 0 | 0 | 0 | 0 | 0 | 0 | 0 | 0 | 0 | 0 | 0 | 0 | 0 | 0 | 0 | 0 | 0 | 0 | 0 | 0 | 0 | 0 | 0 | 0 | 0 | 0 | 0 | 0 | 0 | 0 | 0 | 0 | 0 | 0 | 0 | 0 | 0 | 0 | 0 | 0 | 0 | 0 | 0
| Environmental |  | £m
| Environmental |  | £m
Net Present Values
Discount factors and summary
|  |  |  | 2027 | 2028 | 2029 | 2030 | 2031 | 2032 | 2033 | 2034 | 2035 | 2036 | 2037 | 2038 | 2039 | 2040 | 2041 | 2042 | 2043 | 2044 | 2045 | 2046 | 2047 | 2048 | 2049 | 2050 | 2051 | 2052 | 2053 | 2054 | 2055 | 2056 | 2057 | 2058 | 2059 | 2060 | 2061 | 2062 | 2063 | 2064 | 2065 | 2066 | 2067 | 2068 | 2069 | 2070 | 2071 | 2072 | 2073 | 2074 | 2075 | 2076
Discount factors | Discount factor (Non-Safety) | =1/[(1+SRTP)^n] | % | 100% | 96.62% | 93.35% | 90.19% | 87.14% | 84.2% | 81.35% | 78.6% | 75.94% | 73.37% | 70.89% | 68.49% | 66.18% | 63.94% | 61.78% | 59.69% | 57.67% | 55.72% | 53.84% | 52.02% | 50.26% | 48.56% | 46.92% | 45.33% | 43.8% | 42.31% | 40.88% | 39.5% | 38.17% | 36.87% | 35.63% | 34.59% | 33.58% | 32.6% | 31.65% | 30.73% | 29.84% | 28.97% | 28.12% | 27.31% | 26.51% | 25.74% | 24.99% | 24.26% | 23.55% | 22.87% | 22.2% | 21.56% | 20.93% | 20.32%
| Discount factor (Safety) | =1/[(1+HDR)^n] | % | 100% | 98.52% | 97.07% | 95.63% | 94.22% | 92.83% | 91.45% | 90.1% | 88.77% | 87.46% | 86.17% | 84.89% | 83.64% | 82.4% | 81.18% | 79.99% | 78.8% | 77.64% | 76.49% | 75.36% | 74.25% | 73.15% | 72.07% | 71% | 69.95% | 68.92% | 67.9% | 66.9% | 65.91% | 64.94% | 63.98% | 63.16% | 62.36% | 61.57% | 60.79% | 60.02% | 59.25% | 58.5% | 57.76% | 57.03% | 56.3% | 55.59% | 54.88% | 54.18% | 53.5% | 52.82% | 52.15% | 51.48% | 50.83% | 50.19%
Summary of discounted costs/benefits | Capex |  | £m | 0 | 0 | 0 | 0 | 0 | 0 | 0 | 0 | 0 | 0 | 0 | 0 | 0 | 0 | 0 | 0 | 0 | 0 | 0 | 0 | 0 | 0 | 0 | 0 | 0 | 0 | 0 | 0 | 0 | 0 | 0 | 0 | 0 | 0 | 0 | 0 | 0 | 0 | 0 | 0 | 0 | 0 | 0 | 0 | 0 | 0 | 0 | 0 | 0 | 0
| Opex |  | £m | 0 | 0 | 0 | 0 | 0 | 0 | 0 | 0 | 0 | 0 | 0 | 0 | 0 | 0 | 0 | 0 | 0 | 0 | 0 | 0 | 0 | 0 | 0 | 0 | 0 | 0 | 0 | 0 | 0 | 0 | 0 | 0 | 0 | 0 | 0 | 0 | 0 | 0 | 0 | 0 | 0 | 0 | 0 | 0 | 0 | 0 | 0 | 0 | 0 | 0
| Pass Through Costs |  | £m | 0 | 0 | 0 | 0 | 0 | 0 | 0 | 0 | 0 | 0 | 0 | 0 | 0 | 0 | 0 | 0 | 0 | 0 | 0 | 0 | 0 | 0 | 0 | 0 | 0 | 0 | 0 | 0 | 0 | 0 | 0 | 0 | 0 | 0 | 0 | 0 | 0 | 0 | 0 | 0 | 0 | 0 | 0 | 0 | 0 | 0 | 0 | 0 | 0 | 0
| Environmental - central CO2 cost |  | £m | 0 | 0 | 0 | 0 | 0 | 0 | 0 | 0 | 0 | 0 | 0 | 0 | 0 | 0 | 0 | 0 | 0 | 0 | 0 | 0 | 0 | 0 | 0 | 0 | 0 | 0 | 0 | 0 | 0 | 0 | 0 | 0 | 0 | 0 | 0 | 0 | 0 | 0 | 0 | 0 | 0 | 0 | 0 | 0 | 0 | 0 | 0 | 0 | 0 | 0
| Environmental - low CO2 cost |  | £m | 0 | 0 | 0 | 0 | 0 | 0 | 0 | 0 | 0 | 0 | 0 | 0 | 0 | 0 | 0 | 0 | 0 | 0 | 0 | 0 | 0 | 0 | 0 | 0 | 0 | 0 | 0 | 0 | 0 | 0 | 0 | 0 | 0 | 0 | 0 | 0 | 0 | 0 | 0 | 0 | 0 | 0 | 0 | 0 | 0 | 0 | 0 | 0 | 0 | 0
| Environmental - high CO2 cost |  | £m | 0 | 0 | 0 | 0 | 0 | 0 | 0 | 0 | 0 | 0 | 0 | 0 | 0 | 0 | 0 | 0 | 0 | 0 | 0 | 0 | 0 | 0 | 0 | 0 | 0 | 0 | 0 | 0 | 0 | 0 | 0 | 0 | 0 | 0 | 0 | 0 | 0 | 0 | 0 | 0 | 0 | 0 | 0 | 0 | 0 | 0 | 0 | 0 | 0 | 0
| Safety |  | £m | 0 | 0 | 0 | 0 | 0 | 0 | 0 | 0 | 0 | 0 | 0 | 0 | 0 | 0 | 0 | 0 | 0 | 0 | 0 | 0 | 0 | 0 | 0 | 0 | 0 | 0 | 0 | 0 | 0 | 0 | 0 | 0 | 0 | 0 | 0 | 0 | 0 | 0 | 0 | 0 | 0 | 0 | 0 | 0 | 0 | 0 | 0 | 0 | 0 | 0
| Financial |  | £m | 0 | 0 | 0 | 0 | 0 | 0 | 0 | 0 | 0 | 0 | 0 | 0 | 0 | 0 | 0 | 0 | 0 | 0 | 0 | 0 | 0 | 0 | 0 | 0 | 0 | 0 | 0 | 0 | 0 | 0 | 0 | 0 | 0 | 0 | 0 | 0 | 0 | 0 | 0 | 0 | 0 | 0 | 0 | 0 | 0 | 0 | 0 | 0 | 0 | 0
| Other |  | £m | 0 | 0 | 0 | 0 | 0 | 0 | 0 | 0 | 0 | 0 | 0 | 0 | 0 | 0 | 0 | 0 | 0 | 0 | 0 | 0 | 0 | 0 | 0 | 0 | 0 | 0 | 0 | 0 | 0 | 0 | 0 | 0 | 0 | 0 | 0 | 0 | 0 | 0 | 0 | 0 | 0 | 0 | 0 | 0 | 0 | 0 | 0 | 0 | 0 | 0
Annual Total | Total - central carbon cost |  | £m | 0 | 0 | 0 | 0 | 0 | 0 | 0 | 0 | 0 | 0 | 0 | 0 | 0 | 0 | 0 | 0 | 0 | 0 | 0 | 0 | 0 | 0 | 0 | 0 | 0 | 0 | 0 | 0 | 0 | 0 | 0 | 0 | 0 | 0 | 0 | 0 | 0 | 0 | 0 | 0 | 0 | 0 | 0 | 0 | 0 | 0 | 0 | 0 | 0 | 0
| Total - low carbon cost |  | £m | 0 | 0 | 0 | 0 | 0 | 0 | 0 | 0 | 0 | 0 | 0 | 0 | 0 | 0 | 0 | 0 | 0 | 0 | 0 | 0 | 0 | 0 | 0 | 0 | 0 | 0 | 0 | 0 | 0 | 0 | 0 | 0 | 0 | 0 | 0 | 0 | 0 | 0 | 0 | 0 | 0 | 0 | 0 | 0 | 0 | 0 | 0 | 0 | 0 | 0
| Total - high carbon cost |  | £m | 0 | 0 | 0 | 0 | 0 | 0 | 0 | 0 | 0 | 0 | 0 | 0 | 0 | 0 | 0 | 0 | 0 | 0 | 0 | 0 | 0 | 0 | 0 | 0 | 0 | 0 | 0 | 0 | 0 | 0 | 0 | 0 | 0 | 0 | 0 | 0 | 0 | 0 | 0 | 0 | 0 | 0 | 0 | 0 | 0 | 0 | 0 | 0 | 0 | 0
Net Present Value | NPV - central carbon cost |  | £m | 0 | 0 | 0 | 0 | 0 | 0 | 0 | 0 | 0 | 0 | 0 | 0 | 0 | 0 | 0 | 0 | 0 | 0 | 0 | 0 | 0 | 0 | 0 | 0 | 0 | 0 | 0 | 0 | 0 | 0 | 0 | 0 | 0 | 0 | 0 | 0 | 0 | 0 | 0 | 0 | 0 | 0 | 0 | 0 | 0 | 0 | 0 | 0 | 0 | 0
| NPV - low carbon cost |  | £m | 0 | 0 | 0 | 0 | 0 | 0 | 0 | 0 | 0 | 0 | 0 | 0 | 0 | 0 | 0 | 0 | 0 | 0 | 0 | 0 | 0 | 0 | 0 | 0 | 0 | 0 | 0 | 0 | 0 | 0 | 0 | 0 | 0 | 0 | 0 | 0 | 0 | 0 | 0 | 0 | 0 | 0 | 0 | 0 | 0 | 0 | 0 | 0 | 0 | 0
| NPV - high carbon cost |  | £m | 0 | 0 | 0 | 0 | 0 | 0 | 0 | 0 | 0 | 0 | 0 | 0 | 0 | 0 | 0 | 0 | 0 | 0 | 0 | 0 | 0 | 0 | 0 | 0 | 0 | 0 | 0 | 0 | 0 | 0 | 0 | 0 | 0 | 0 | 0 | 0 | 0 | 0 | 0 | 0 | 0 | 0 | 0 | 0 | 0 | 0 | 0 | 0 | 0 | 0
Comparison to baseline
|  |  |  | 2027 | 2028 | 2029 | 2030 | 2031 | 2032 | 2033 | 2034 | 2035 | 2036 | 2037 | 2038 | 2039 | 2040 | 2041 | 2042 | 2043 | 2044 | 2045 | 2046 | 2047 | 2048 | 2049 | 2050 | 2051 | 2052 | 2053 | 2054 | 2055 | 2056 | 2057 | 2058 | 2059 | 2060 | 2061 | 2062 | 2063 | 2064 | 2065 | 2066 | 2067 | 2068 | 2069 | 2070 | 2071 | 2072 | 2073 | 2074 | 2075 | 2076
Summary of discounted costs/benefits | Capex |  | £m | 0 | 0 | 0 | 0 | 0 | 0 | 0 | 0 | 0 | 0 | 0 | 0 | 0 | 0 | 0 | 0 | 0 | 0 | 0 | 0 | 0 | 0 | 0 | 0 | 0 | 0 | 0 | 0 | 0 | 0 | 0 | 0 | 0 | 0 | 0 | 0 | 0 | 0 | 0 | 0 | 0 | 0 | 0 | 0 | 0 | 0 | 0 | 0 | 0 | 0
| Opex |  | £m | 0.08584 | 0.29565 | 0.08337 | 0 | 0.080971 | 0 | 0.35623 | 0 | 0.076378 | 0 | 0.07418 | 0.26063 | 0.072046 | 0 | 0.069972 | 0 | 0.31266 | 0 | 0.066003 | 0 | 0.064104 | 0.22975 | 0.06226 | 0 | 0.060468 | 0 | 0.27444 | 0 | 0.057038 | 0 | 0.055397 | 0.20352 | 0.054326 | 0 | 0.053277 | 0 | 0.24802 | 0 | 0.051238 | 0 | 0.050247 | 0.18831 | 0.049276 | 0 | 0.048324 | 0 | 0.22853 | 0 | 0.046475 | 0
| Pass Through Costs |  | £m | 0 | 0 | 0 | 0 | 0 | 0 | 0 | 0 | 0 | 0 | 0 | 0 | 0 | 0 | 0 | 0 | 0 | 0 | 0 | 0 | 0 | 0 | 0 | 0 | 0 | 0 | 0 | 0 | 0 | 0 | 0 | 0 | 0 | 0 | 0 | 0 | 0 | 0 | 0 | 0 | 0 | 0 | 0 | 0 | 0 | 0 | 0 | 0 | 0 | 0
| Environmental - central CO2 cost |  | £m | 0 | 0 | 0 | 0 | 0 | 0 | 0 | 0 | 0 | 0 | 0 | 0 | 0 | 0 | 0 | 0 | 0 | 0 | 0 | 0 | 0 | 0 | 0 | 0 | 0 | 0 | 0 | 0 | 0 | 0 | 0 | 0 | 0 | 0 | 0 | 0 | 0 | 0 | 0 | 0 | 0 | 0 | 0 | 0 | 0 | 0 | 0 | 0 | 0 | 0
| Environmental - low CO2 cost |  | £m | 0 | 0 | 0 | 0 | 0 | 0 | 0 | 0 | 0 | 0 | 0 | 0 | 0 | 0 | 0 | 0 | 0 | 0 | 0 | 0 | 0 | 0 | 0 | 0 | 0 | 0 | 0 | 0 | 0 | 0 | 0 | 0 | 0 | 0 | 0 | 0 | 0 | 0 | 0 | 0 | 0 | 0 | 0 | 0 | 0 | 0 | 0 | 0 | 0 | 0
| Environmental - high CO2 cost |  | £m | 0 | 0 | 0 | 0 | 0 | 0 | 0 | 0 | 0 | 0 | 0 | 0 | 0 | 0 | 0 | 0 | 0 | 0 | 0 | 0 | 0 | 0 | 0 | 0 | 0 | 0 | 0 | 0 | 0 | 0 | 0 | 0 | 0 | 0 | 0 | 0 | 0 | 0 | 0 | 0 | 0 | 0 | 0 | 0 | 0 | 0 | 0 | 0 | 0 | 0
| Safety |  | £m | 0 | 0 | 0 | 0 | 0 | 0 | 0 | 0 | 0 | 0 | 0 | 0 | 0 | 0 | 0 | 0 | 0 | 0 | 0 | 0 | 0 | 0 | 0 | 0 | 0 | 0 | 0 | 0 | 0 | 0 | 0 | 0 | 0 | 0 | 0 | 0 | 0 | 0 | 0 | 0 | 0 | 0 | 0 | 0 | 0 | 0 | 0 | 0 | 0 | 0
| Financial |  |  | 9.297 | 9.0614 | 8.8325 | 8.61 | 8.3937 | 8.1836 | 7.9794 | 7.781 | 7.5882 | 7.4009 | 7.2188 | 7.042 | 6.8701 | 6.7031 | 6.5409 | 6.3833 | 6.2302 | 6.0815 | 5.937 | 5.7967 | 5.6604 | 5.528 | 5.3994 | 5.2745 | 5.1532 | 5.0354 | 4.921 | 4.81 | 4.7022 | 4.5975 | 4.4959 | 4.4186 | 4.3434 | 4.2702 | 4.199 | 4.1298 | 4.0624 | 3.9969 | 3.9333 | 3.8714 | 3.8113 | 3.7529 | 3.6963 | 3.6412 | 3.5878 | 3.536 | 3.4858 | 3.4371 | 3.3899 | 3.3441
| Other |  | £m | 0 | 0 | 0 | 0 | 0 | 0 | 0 | 0 | 0 | 0 | 0 | 0 | 0 | 0 | 0 | 0 | 0 | 0 | 0 | 0 | 0 | 0 | 0 | 0 | 0 | 0 | 0 | 0 | 0 | 0 | 0 | 0 | 0 | 0 | 0 | 0 | 0 | 0 | 0 | 0 | 0 | 0 | 0 | 0 | 0 | 0 | 0 | 0 | 0 | 0
Annual Total | Total - central carbon cost |  | £m | 9.3828 | 9.3571 | 8.9158 | 8.61 | 8.4747 | 8.1836 | 8.3357 | 7.781 | 7.6646 | 7.4009 | 7.293 | 7.3026 | 6.9422 | 6.7031 | 6.6109 | 6.3833 | 6.5429 | 6.0815 | 6.003 | 5.7967 | 5.7245 | 5.7577 | 5.4616 | 5.2745 | 5.2137 | 5.0354 | 5.1955 | 4.81 | 4.7592 | 4.5975 | 4.5513 | 4.6221 | 4.3977 | 4.2702 | 4.2523 | 4.1298 | 4.3104 | 3.9969 | 3.9845 | 3.8714 | 3.8616 | 3.9413 | 3.7455 | 3.6412 | 3.6361 | 3.536 | 3.7143 | 3.4371 | 3.4363 | 3.3441
| Total - low carbon cost |  | £m | 9.3828 | 9.3571 | 8.9158 | 8.61 | 8.4747 | 8.1836 | 8.3357 | 7.781 | 7.6646 | 7.4009 | 7.293 | 7.3026 | 6.9422 | 6.7031 | 6.6109 | 6.3833 | 6.5429 | 6.0815 | 6.003 | 5.7967 | 5.7245 | 5.7577 | 5.4616 | 5.2745 | 5.2137 | 5.0354 | 5.1955 | 4.81 | 4.7592 | 4.5975 | 4.5513 | 4.6221 | 4.3977 | 4.2702 | 4.2523 | 4.1298 | 4.3104 | 3.9969 | 3.9845 | 3.8714 | 3.8616 | 3.9413 | 3.7455 | 3.6412 | 3.6361 | 3.536 | 3.7143 | 3.4371 | 3.4363 | 3.3441
| Total - high carbon cost |  | £m | 9.3828 | 9.3571 | 8.9158 | 8.61 | 8.4747 | 8.1836 | 8.3357 | 7.781 | 7.6646 | 7.4009 | 7.293 | 7.3026 | 6.9422 | 6.7031 | 6.6109 | 6.3833 | 6.5429 | 6.0815 | 6.003 | 5.7967 | 5.7245 | 5.7577 | 5.4616 | 5.2745 | 5.2137 | 5.0354 | 5.1955 | 4.81 | 4.7592 | 4.5975 | 4.5513 | 4.6221 | 4.3977 | 4.2702 | 4.2523 | 4.1298 | 4.3104 | 3.9969 | 3.9845 | 3.8714 | 3.8616 | 3.9413 | 3.7455 | 3.6412 | 3.6361 | 3.536 | 3.7143 | 3.4371 | 3.4363 | 3.3441
Net Present Value | Total - central carbon cost |  | £m | 9.3828 | 18.7399 | 27.6557 | 36.2657 | 44.7404 | 52.924 | 61.2597 | 69.0407 | 76.7053 | 84.1062 | 91.3992 | 98.7018 | 105.644 | 112.3471 | 118.958 | 125.3414 | 131.8843 | 137.9658 | 143.9688 | 149.7655 | 155.4899 | 161.2477 | 166.7093 | 171.9838 | 177.1974 | 182.2328 | 187.4283 | 192.2383 | 196.9975 | 201.5951 | 206.1464 | 210.7685 | 215.1663 | 219.4365 | 223.6888 | 227.8185 | 232.129 | 236.1259 | 240.1104 | 243.9818 | 247.8434 | 251.7847 | 255.5302 | 259.1714 | 262.8076 | 266.3436 | 270.0579 | 273.4949 | 276.9313 | 280.2754
| Total - low carbon cost |  | £m | 9.3828 | 18.7399 | 27.6557 | 36.2657 | 44.7404 | 52.924 | 61.2597 | 69.0407 | 76.7053 | 84.1062 | 91.3992 | 98.7018 | 105.644 | 112.3471 | 118.958 | 125.3414 | 131.8843 | 137.9658 | 143.9688 | 149.7655 | 155.4899 | 161.2477 | 166.7093 | 171.9838 | 177.1974 | 182.2328 | 187.4283 | 192.2383 | 196.9975 | 201.5951 | 206.1464 | 210.7685 | 215.1663 | 219.4365 | 223.6888 | 227.8185 | 232.129 | 236.1259 | 240.1104 | 243.9818 | 247.8434 | 251.7847 | 255.5302 | 259.1714 | 262.8076 | 266.3436 | 270.0579 | 273.4949 | 276.9313 | 280.2754
| Total - high carbon cost |  | £m | 9.3828 | 18.7399 | 27.6557 | 36.2657 | 44.7404 | 52.924 | 61.2597 | 69.0407 | 76.7053 | 84.1062 | 91.3992 | 98.7018 | 105.644 | 112.3471 | 118.958 | 125.3414 | 131.8843 | 137.9658 | 143.9688 | 149.7655 | 155.4899 | 161.2477 | 166.7093 | 171.9838 | 177.1974 | 182.2328 | 187.4283 | 192.2383 | 196.9975 | 201.5951 | 206.1464 | 210.7685 | 215.1663 | 219.4365 | 223.6888 | 227.8185 | 232.129 | 236.1259 | 240.1104 | 243.9818 | 247.8434 | 251.7847 | 255.5302 | 259.1714 | 262.8076 | 266.3436 | 270.0579 | 273.4949 | 276.9313 | 280.2754
|  |  |  | 2027 | 2028 | 2029 | 2030 | 2031 | 2032 | 2033 | 2034 | 2035 | 2036 | 2037 | 2038 | 2039 | 2040 | 2041 | 2042 | 2043 | 2044 | 2045 | 2046 | 2047 | 2048 | 2049 | 2050 | 2051 | 2052 | 2053 | 2054 | 2055 | 2056 | 2057 | 2058 | 2059 | 2060 | 2061 | 2062 | 2063 | 2064 | 2065 | 2066 | 2067 | 2068 | 2069 | 2070 | 2071 | 2072 | 2073 | 2074 | 2075 | 2076
| Monetised risk - memo line |  | £m
Note on B10: Ofgem: Enter as year (eg 2027)
Note on C158: Duncan Innes:GT/GD
Note on C161: Duncan Innes: All sectors
Note on C162: Duncan Innes: All sectors
Note on B229: Ofgem: This line records the total monetised risk of the modelled scenario. It acts as a cross-reference between the CBA and NARM BPDTs and should not directly link to any formulas in the CBA analysis above.

## Option_5 Workings (hidden)
Additional cost/benefit explanations
Please provide a short explanation of any additional cost/benefit lines that have been completed in addition to the pre-populated ones. This should include both a description of the nature of the cost/benefit, and an explanation of how the value was calculated, citing appropriate sources (eg for relevant global warming potentials). If an explanation has been provided within the EJP, then simply provide a reference to the relevant page number.
Long term cost/benefit assumptions
Please briefly summarise the assumptions you have used to calculate long-term (ie beyond the duration of the RIIO3 price control) costs and other inputs (eg "Opex assumed to increase at 1%/year based on historic trends"). In most cases we would expect these to be the same across the baseline and different options, but where this is not the case additional tabs can be completed as necessary. If detailed descriptions are required (eg to explain assumptions around whole life costs of assets) these should be included as part of the EJP
Capex
Opex
Leakage
Fatality risk
Non-Fatality risk
Cost cross-referencing
If there is any explanation required on how the cost data set out in the EJP totals to the lines in the CBA, please provide it here.

## Option_6 (hidden)
Summary | [7 empty] | Text Descriptions
[8 empty] | Option Description - this should allow us to quickly recognise the option being assessed (based on descriptions in the EJP and other documents) and distinguish it both from other investment areas and from other options. If appropriate, please provide sitemaps, photos or any other documents that will help with this identification (likely to be relevant for major projects rather than asset classes) | [6 empty] | Stakeholder Support Summary - please provide a synopsis which details the feedback from stakeholder group(s)
Option Name |  |  |  | Date Undertaken:
Scheme Reference ID
Expenditure Type |  |  |  | Authorised By:
Preferred Option (Y/N)
Spend Area (Please include relevant RRP/BPDT Table Reference)
First year of expenditure outflow | 2027
Payback position at year | Central CO2 Cost - PV of costs & benefits (£m) | Central CO2 Cost - NPV relative to baseline (£m) | Low CO2 cost - PV of costs & benefits (£m) | Low CO2 cost - NPV relative to baseline (£m) | High CO2 cost - PV of costs & benefits (£m) | High CO2 cost - NPV relative to baseline (£m)
2035 | 0 | 76.7053 | 0 | 76.7053 | 0 | 76.7053
2040 | 0 | 112.3471 | 0 | 112.3471 | 0 | 112.3471
2045 | 0 | 143.9688 | 0 | 143.9688 | 0 | 143.9688
2050 | 0 | 171.9838 | 0 | 171.9838 | 0 | 171.9838
2060 | 0 | 219.4365 | 0 | 219.4365 | 0 | 219.4365
2070 | 0 | 259.1714 | 0 | 259.1714 | 0 | 259.1714
Capitalisation rate | 33.7% | [6 empty] | Engineering Justification Summary - please provide a synopsis & share the document which articulates the full detailed explanation | [6 empty] | Company View - please provide a synopsis which details your view of how beneficial this option is.
Expenditure Profile - Summary
| 2027 | 2028 | 2029 | 2030 | 2031 | Post RIIO3
| (£m) | (£m) | (£m) | (£m) | (£m) | (£m)
Capitalised costs | 0 | 0 | 0 | 0 | 0 | 0
Non-capitalised costs | 0 | 0 | 0 | 0 | 0 | 0
| Asset Class | Unit | Comments
Output
Financial Costs
Inputs
|  |  |  | RIIO3 |  |  |  |  | RIIO4 |  |  |  |  | RIIO5 |  |  |  |  | RIIO6 |  |  |  |  | RIIO7 |  |  |  |  | RIIO8 |  |  |  |  | RIIO9 |  |  |  |  | RIIO10 |  |  |  |  | RIIO11 |  |  |  |  | RIIO12
|  |  |  | 1 | 2 | 3 | 4 | 5 | 6 | 7 | 8 | 9 | 10 | 11 | 12 | 13 | 14 | 15 | 16 | 17 | 18 | 19 | 20 | 21 | 22 | 23 | 24 | 25 | 26 | 27 | 28 | 29 | 30 | 31 | 32 | 33 | 34 | 35 | 36 | 37 | 38 | 39 | 40 | 41 | 42 | 43 | 44 | 45 | 46 | 47 | 48 | 49 | 50
| Asset Class | Intervention type |  | 2027 | 2028 | 2029 | 2030 | 2031 | 2032 | 2033 | 2034 | 2035 | 2036 | 2037 | 2038 | 2039 | 2040 | 2041 | 2042 | 2043 | 2044 | 2045 | 2046 | 2047 | 2048 | 2049 | 2050 | 2051 | 2052 | 2053 | 2054 | 2055 | 2056 | 2057 | 2058 | 2059 | 2060 | 2061 | 2062 | 2063 | 2064 | 2065 | 2066 | 2067 | 2068 | 2069 | 2070 | 2071 | 2072 | 2073 | 2074 | 2075 | 2076
Capex/Repex |  |  | £m
£m
£m
£m
£m
£m
£m
£m
£m
£m
| Total Capex | (1) | £m | 0 | 0 | 0 | 0 | 0 | 0 | 0 | 0 | 0 | 0 | 0 | 0 | 0 | 0 | 0 | 0 | 0 | 0 | 0 | 0 | 0 | 0 | 0 | 0 | 0 | 0 | 0 | 0 | 0 | 0 | 0 | 0 | 0 | 0 | 0 | 0 | 0 | 0 | 0 | 0 | 0 | 0 | 0 | 0 | 0 | 0 | 0 | 0 | 0 | 0
Associated direct opex |  |  | £m
£m
£m
£m
£m
| Total Opex |  | £m | 0 | 0 | 0 | 0 | 0 | 0 | 0 | 0 | 0 | 0 | 0 | 0 | 0 | 0 | 0 | 0 | 0 | 0 | 0 | 0 | 0 | 0 | 0 | 0 | 0 | 0 | 0 | 0 | 0 | 0 | 0 | 0 | 0 | 0 | 0 | 0 | 0 | 0 | 0 | 0 | 0 | 0 | 0 | 0 | 0 | 0 | 0 | 0 | 0 | 0
Pass through costs | Leakage |  | £m | 0 | 0 | 0 | 0 | 0 | 0 | 0 | 0 | 0 | 0 | 0 | 0 | 0 | 0 | 0 | 0 | 0 | 0 | 0 | 0 | 0 | 0 | 0 | 0 | 0 | 0 | 0 | 0 | 0 | 0 | 0 | 0 | 0 | 0 | 0 | 0 | 0 | 0 | 0 | 0 | 0 | 0 | 0 | 0 | 0 | 0 | 0 | 0 | 0 | 0
£m
| Total Pass Through Costs |  | £m | 0 | 0 | 0 | 0 | 0 | 0 | 0 | 0 | 0 | 0 | 0 | 0 | 0 | 0 | 0 | 0 | 0 | 0 | 0 | 0 | 0 | 0 | 0 | 0 | 0 | 0 | 0 | 0 | 0 | 0 | 0 | 0 | 0 | 0 | 0 | 0 | 0 | 0 | 0 | 0 | 0 | 0 | 0 | 0 | 0 | 0 | 0 | 0 | 0 | 0
Annual cost calculations |  |  |  | 2027 | 2028 | 2029 | 2030 | 2031 | 2032 | 2033 | 2034 | 2035 | 2036 | 2037 | 2038 | 2039 | 2040 | 2041 | 2042 | 2043 | 2044 | 2045 | 2046 | 2047 | 2048 | 2049 | 2050 | 2051 | 2052 | 2053 | 2054 | 2055 | 2056 | 2057 | 2058 | 2059 | 2060 | 2061 | 2062 | 2063 | 2064 | 2065 | 2066 | 2067 | 2068 | 2069 | 2070 | 2071 | 2072 | 2073 | 2074 | 2075 | 2076
| Capitalisation rates | (2) | % | 33.7% | 33.7% | 33.7% | 33.7% | 33.7% | 33.7% | 33.7% | 33.7% | 33.7% | 33.7% | 33.7% | 33.7% | 33.7% | 33.7% | 33.7% | 33.7% | 33.7% | 33.7% | 33.7% | 33.7% | 33.7% | 33.7% | 33.7% | 0% | 0% | 0% | 0% | 0% | 0% | 0% | 0% | 0% | 0% | 0% | 0% | 0% | 0% | 0% | 0% | 0% | 0% | 0% | 0% | 0% | 0% | 0% | 0% | 0% | 0% | 0%
| Capitalised investment | (3)=(1)x(2) | £m | 0 | 0 | 0 | 0 | 0 | 0 | 0 | 0 | 0 | 0 | 0 | 0 | 0 | 0 | 0 | 0 | 0 | 0 | 0 | 0 | 0 | 0 | 0 | 0 | 0 | 0 | 0 | 0 | 0 | 0 | 0 | 0 | 0 | 0 | 0 | 0 | 0 | 0 | 0 | 0 | 0 | 0 | 0 | 0 | 0 | 0 | 0 | 0 | 0 | 0
| Investment to be expensed | (4)=(1)-(3) | £m | 0 | 0 | 0 | 0 | 0 | 0 | 0 | 0 | 0 | 0 | 0 | 0 | 0 | 0 | 0 | 0 | 0 | 0 | 0 | 0 | 0 | 0 | 0 | 0 | 0 | 0 | 0 | 0 | 0 | 0 | 0 | 0 | 0 | 0 | 0 | 0 | 0 | 0 | 0 | 0 | 0 | 0 | 0 | 0 | 0 | 0 | 0 | 0 | 0 | 0
| 2027 Depreciation | (5)2027=(3)2027*Dep_ratet | £m |  | 0 | 0 | 0 | 0 | 0 | 0 | 0 | 0 | 0 | 0 | 0 | 0 | 0 | 0 | 0 | 0 | 0 | 0 | 0 | 0 | 0 | 0 | 0 | 0 | 0 | 0 | 0 | 0 | 0 | 0 | 0 | 0 | 0 | 0 | 0 | 0 | 0 | 0 | 0 | 0 | 0 | 0 | 0 | 0 | 0 | 0 | 0 | 0 | 0
| 2028 Depreciation | (5)2028=(3)2028*Dep_ratet | £m |  |  | 0 | 0 | 0 | 0 | 0 | 0 | 0 | 0 | 0 | 0 | 0 | 0 | 0 | 0 | 0 | 0 | 0 | 0 | 0 | 0 | 0 | 0 | 0 | 0 | 0 | 0 | 0 | 0 | 0 | 0 | 0 | 0 | 0 | 0 | 0 | 0 | 0 | 0 | 0 | 0 | 0 | 0 | 0 | 0 | 0 | 0 | 0 | 0
| 2029 Depreciation | (5)2029=(3)2029*Dep_ratet | £m |  |  |  | 0 | 0 | 0 | 0 | 0 | 0 | 0 | 0 | 0 | 0 | 0 | 0 | 0 | 0 | 0 | 0 | 0 | 0 | 0 | 0 | 0 | 0 | 0 | 0 | 0 | 0 | 0 | 0 | 0 | 0 | 0 | 0 | 0 | 0 | 0 | 0 | 0 | 0 | 0 | 0 | 0 | 0 | 0 | 0 | 0 | 0 | 0
| 2030 Depreciation | (5)2030=(3)2030*Dep_ratet | £m |  |  |  |  | 0 | 0 | 0 | 0 | 0 | 0 | 0 | 0 | 0 | 0 | 0 | 0 | 0 | 0 | 0 | 0 | 0 | 0 | 0 | 0 | 0 | 0 | 0 | 0 | 0 | 0 | 0 | 0 | 0 | 0 | 0 | 0 | 0 | 0 | 0 | 0 | 0 | 0 | 0 | 0 | 0 | 0 | 0 | 0 | 0 | 0
| 2031 Depreciation | (5)2031=(3)2031*Dep_ratet | £m | [5 empty] | 0 | 0 | 0 | 0 | 0 | 0 | 0 | 0 | 0 | 0 | 0 | 0 | 0 | 0 | 0 | 0 | 0 | 0 | 0 | 0 | 0 | 0 | 0 | 0 | 0 | 0 | 0 | 0 | 0 | 0 | 0 | 0 | 0 | 0 | 0 | 0 | 0 | 0 | 0 | 0 | 0 | 0 | 0 | 0 | 0
| 2032 Depreciation | (5)2032=(3)2032*Dep_ratet | £m | [6 empty] | 0 | 0 | 0 | 0 | 0 | 0 | 0 | 0 | 0 | 0 | 0 | 0 | 0 | 0 | 0 | 0 | 0 | 0 | 0 | 0 | 0 | 0 | 0 | 0 | 0 | 0 | 0 | 0 | 0 | 0 | 0 | 0 | 0 | 0 | 0 | 0 | 0 | 0 | 0 | 0 | 0 | 0 | 0 | 0
| 2033 Depreciation | (5)2033=(3)2033*Dep_ratet | £m | [7 empty] | 0 | 0 | 0 | 0 | 0 | 0 | 0 | 0 | 0 | 0 | 0 | 0 | 0 | 0 | 0 | 0 | 0 | 0 | 0 | 0 | 0 | 0 | 0 | 0 | 0 | 0 | 0 | 0 | 0 | 0 | 0 | 0 | 0 | 0 | 0 | 0 | 0 | 0 | 0 | 0 | 0 | 0 | 0
| 2034 Depreciation | (5)2034=(3)2034*Dep_ratet | £m | [8 empty] | 0 | 0 | 0 | 0 | 0 | 0 | 0 | 0 | 0 | 0 | 0 | 0 | 0 | 0 | 0 | 0 | 0 | 0 | 0 | 0 | 0 | 0 | 0 | 0 | 0 | 0 | 0 | 0 | 0 | 0 | 0 | 0 | 0 | 0 | 0 | 0 | 0 | 0 | 0 | 0 | 0 | 0
| 2035 Depreciation | (5)2035=(3)2035*Dep_ratet | £m | [9 empty] | 0 | 0 | 0 | 0 | 0 | 0 | 0 | 0 | 0 | 0 | 0 | 0 | 0 | 0 | 0 | 0 | 0 | 0 | 0 | 0 | 0 | 0 | 0 | 0 | 0 | 0 | 0 | 0 | 0 | 0 | 0 | 0 | 0 | 0 | 0 | 0 | 0 | 0 | 0 | 0 | 0
| 2036 Depreciation | (5)2036=(3)2036*Dep_ratet | £m | [10 empty] | 0 | 0 | 0 | 0 | 0 | 0 | 0 | 0 | 0 | 0 | 0 | 0 | 0 | 0 | 0 | 0 | 0 | 0 | 0 | 0 | 0 | 0 | 0 | 0 | 0 | 0 | 0 | 0 | 0 | 0 | 0 | 0 | 0 | 0 | 0 | 0 | 0 | 0 | 0 | 0
| 2037 Depreciation | (5)2037=(3)2037*Dep_ratet | £m | [11 empty] | 0 | 0 | 0 | 0 | 0 | 0 | 0 | 0 | 0 | 0 | 0 | 0 | 0 | 0 | 0 | 0 | 0 | 0 | 0 | 0 | 0 | 0 | 0 | 0 | 0 | 0 | 0 | 0 | 0 | 0 | 0 | 0 | 0 | 0 | 0 | 0 | 0 | 0 | 0
| 2038 Depreciation | (5)2038=(3)2038*Dep_ratet | £m | [12 empty] | 0 | 0 | 0 | 0 | 0 | 0 | 0 | 0 | 0 | 0 | 0 | 0 | 0 | 0 | 0 | 0 | 0 | 0 | 0 | 0 | 0 | 0 | 0 | 0 | 0 | 0 | 0 | 0 | 0 | 0 | 0 | 0 | 0 | 0 | 0 | 0 | 0 | 0
| 2039 Depreciation | (5)2039=(3)2039*Dep_ratet | £m | [13 empty] | 0 | 0 | 0 | 0 | 0 | 0 | 0 | 0 | 0 | 0 | 0 | 0 | 0 | 0 | 0 | 0 | 0 | 0 | 0 | 0 | 0 | 0 | 0 | 0 | 0 | 0 | 0 | 0 | 0 | 0 | 0 | 0 | 0 | 0 | 0 | 0 | 0
| 2040 Depreciation | (5)2040=(3)2040*Dep_ratet | £m | [14 empty] | 0 | 0 | 0 | 0 | 0 | 0 | 0 | 0 | 0 | 0 | 0 | 0 | 0 | 0 | 0 | 0 | 0 | 0 | 0 | 0 | 0 | 0 | 0 | 0 | 0 | 0 | 0 | 0 | 0 | 0 | 0 | 0 | 0 | 0 | 0 | 0
| 2041 Depreciation | (5)2041=(3)2041*Dep_ratet | £m | [15 empty] | 0 | 0 | 0 | 0 | 0 | 0 | 0 | 0 | 0 | 0 | 0 | 0 | 0 | 0 | 0 | 0 | 0 | 0 | 0 | 0 | 0 | 0 | 0 | 0 | 0 | 0 | 0 | 0 | 0 | 0 | 0 | 0 | 0 | 0 | 0
| 2042 Depreciation | (5)2042=(3)2042*Dep_ratet | £m | [16 empty] | 0 | 0 | 0 | 0 | 0 | 0 | 0 | 0 | 0 | 0 | 0 | 0 | 0 | 0 | 0 | 0 | 0 | 0 | 0 | 0 | 0 | 0 | 0 | 0 | 0 | 0 | 0 | 0 | 0 | 0 | 0 | 0 | 0 | 0
| 2043 Depreciation | (5)2043=(3)2043*Dep_ratet | £m | [17 empty] | 0 | 0 | 0 | 0 | 0 | 0 | 0 | 0 | 0 | 0 | 0 | 0 | 0 | 0 | 0 | 0 | 0 | 0 | 0 | 0 | 0 | 0 | 0 | 0 | 0 | 0 | 0 | 0 | 0 | 0 | 0 | 0 | 0
| 2044 Depreciation | (5)2044=(3)2044*Dep_ratet | £m | [18 empty] | 0 | 0 | 0 | 0 | 0 | 0 | 0 | 0 | 0 | 0 | 0 | 0 | 0 | 0 | 0 | 0 | 0 | 0 | 0 | 0 | 0 | 0 | 0 | 0 | 0 | 0 | 0 | 0 | 0 | 0 | 0 | 0
| 2045 Depreciation | (5)2045=(3)2045*Dep_ratet | £m | [19 empty] | 0 | 0 | 0 | 0 | 0 | 0 | 0 | 0 | 0 | 0 | 0 | 0 | 0 | 0 | 0 | 0 | 0 | 0 | 0 | 0 | 0 | 0 | 0 | 0 | 0 | 0 | 0 | 0 | 0 | 0 | 0
| 2046 Depreciation | (5)2046=(3)2046*Dep_ratet | £m | [20 empty] | 0 | 0 | 0 | 0 | 0 | 0 | 0 | 0 | 0 | 0 | 0 | 0 | 0 | 0 | 0 | 0 | 0 | 0 | 0 | 0 | 0 | 0 | 0 | 0 | 0 | 0 | 0 | 0 | 0 | 0
| 2047 Depreciation | (5)2047=(3)2047*Dep_ratet | £m | 2048: 0; 2049: 0; 2050: 0; 2051: 0; 2052: 0; 2053: 0; 2054: 0; 2055: 0; 2056: 0; 2057: 0; 2058: 0; 2059: 0; 2060: 0; 2061: 0; 2062: 0; 2063: 0; 2064: 0; 2065: 0; 2066: 0; 2067: 0; 2068: 0; 2069: 0; 2070: 0; 2071: 0; 2072: 0; 2073: 0; 2074: 0; 2075: 0; 2076: 0
| 2048 Depreciation | (5)2048=(3)2048*Dep_ratet | £m | 2049: 0; 2050: 0; 2051: 0; 2052: 0; 2053: 0; 2054: 0; 2055: 0; 2056: 0; 2057: 0; 2058: 0; 2059: 0; 2060: 0; 2061: 0; 2062: 0; 2063: 0; 2064: 0; 2065: 0; 2066: 0; 2067: 0; 2068: 0; 2069: 0; 2070: 0; 2071: 0; 2072: 0; 2073: 0; 2074: 0; 2075: 0; 2076: 0
| 2049 Depreciation | (5)2049=(3)2049*Dep_ratet | £m | 2050: 0; 2051: 0; 2052: 0; 2053: 0; 2054: 0; 2055: 0; 2056: 0; 2057: 0; 2058: 0; 2059: 0; 2060: 0; 2061: 0; 2062: 0; 2063: 0; 2064: 0; 2065: 0; 2066: 0; 2067: 0; 2068: 0; 2069: 0; 2070: 0; 2071: 0; 2072: 0; 2073: 0; 2074: 0; 2075: 0; 2076: 0
| 2050 Depreciation | (5)2050=(3)2050*Dep_ratet | £m
| 2051 Depreciation | (5)2051=(3)2051*Dep_ratet | £m
| 2052 Depreciation | (5)2052=(3)2052*Dep_ratet | £m
| 2053 Depreciation | (5)2053=(3)2053*Dep_ratet | £m
| 2054 Depreciation | (5)2054=(3)2054*Dep_ratet | £m
| 2055 Depreciation | (5)2055=(3)2055*Dep_ratet | £m
| 2056 Depreciation | (5)2056=(3)2056*Dep_ratet | £m
| 2057 Depreciation | (5)2057=(3)2057*Dep_ratet | £m
| 2058 Depreciation | (5)2058=(3)2058*Dep_ratet | £m
| 2059 Depreciation | (5)2059=(3)2059*Dep_ratet | £m
| 2060 Depreciation | (5)2060=(3)2060*Dep_ratet | £m
| 2061 Depreciation | (5)2061=(3)2061*Dep_ratet | £m
| 2062 Depreciation | (5)2062=(3)2062*Dep_ratet | £m
| 2063 Depreciation | (5)2063=(3)2063*Dep_ratet | £m
| 2064 Depreciation | (5)2064=(3)2064*Dep_ratet | £m
| 2065 Depreciation | (5)2065=(3)2065*Dep_ratet | £m
| 2066 Depreciation | (5)2066=(3)2066*Dep_ratet | £m
| 2067 Depreciation | (5)2067=(3)2067*Dep_ratet | £m
| 2068 Depreciation | (5)2068=(3)2068*Dep_ratet | £m
| 2069 Depreciation | (5)2069=(3)2069*Dep_ratet | £m
| 2070 Depreciation | (5)2070=(3)2070*Dep_ratet | £m
| Depreciation | (5)=∑(5)t | £m | 0 | 0 | 0 | 0 | 0 | 0 | 0 | 0 | 0 | 0 | 0 | 0 | 0 | 0 | 0 | 0 | 0 | 0 | 0 | 0 | 0 | 0 | 0 | 0 | 0 | 0 | 0 | 0 | 0 | 0 | 0 | 0 | 0 | 0 | 0 | 0 | 0 | 0 | 0 | 0 | 0 | 0 | 0 | 0 | 0 | 0 | 0 | 0 | 0 | 0
| Opening RAV balance | (6op)t=(6cl)t-1 | £m | 0 | 0 | 0 | 0 | 0 | 0 | 0 | 0 | 0 | 0 | 0 | 0 | 0 | 0 | 0 | 0 | 0 | 0 | 0 | 0 | 0 | 0 | 0 | 0 | 0 | 0 | 0 | 0 | 0 | 0 | 0 | 0 | 0 | 0 | 0 | 0 | 0 | 0 | 0 | 0 | 0 | 0 | 0 | 0 | 0 | 0 | 0 | 0 | 0 | 0
| Discounted RAV balance | (6D)=(6cl)*(1/1+WACC)) | £m | 0 | 0 | 0 | 0 | 0 | 0 | 0 | 0 | 0 | 0 | 0 | 0 | 0 | 0 | 0 | 0 | 0 | 0 | 0 | 0 | 0 | 0 | 0 | 0 | 0 | 0 | 0 | 0 | 0 | 0 | 0 | 0 | 0 | 0 | 0 | 0 | 0 | 0 | 0 | 0 | 0 | 0 | 0 | 0 | 0 | 0 | 0 | 0 | 0 | 0
| Closing RAV balance | (6cl)=(3)-(5)+(6op) | £m | 0 | 0 | 0 | 0 | 0 | 0 | 0 | 0 | 0 | 0 | 0 | 0 | 0 | 0 | 0 | 0 | 0 | 0 | 0 | 0 | 0 | 0 | 0 | 0 | 0 | 0 | 0 | 0 | 0 | 0 | 0 | 0 | 0 | 0 | 0 | 0 | 0 | 0 | 0 | 0 | 0 | 0 | 0 | 0 | 0 | 0 | 0 | 0 | 0 | 0
| Cost of Capital | (6)=avg[(6D),(6op)]xWACC | £m | 0 | 0 | 0 | 0 | 0 | 0 | 0 | 0 | 0 | 0 | 0 | 0 | 0 | 0 | 0 | 0 | 0 | 0 | 0 | 0 | 0 | 0 | 0 | 0 | 0 | 0 | 0 | 0 | 0 | 0 | 0 | 0 | 0 | 0 | 0 | 0 | 0 | 0 | 0 | 0 | 0 | 0 | 0 | 0 | 0 | 0 | 0 | 0 | 0 | 0
| Total Capitalised Costs | (7)=(5)+(6) | £m | 0 | 0 | 0 | 0 | 0 | 0 | 0 | 0 | 0 | 0 | 0 | 0 | 0 | 0 | 0 | 0 | 0 | 0 | 0 | 0 | 0 | 0 | 0 | 0 | 0 | 0 | 0 | 0 | 0 | 0 | 0 | 0 | 0 | 0 | 0 | 0 | 0 | 0 | 0 | 0 | 0 | 0 | 0 | 0 | 0 | 0 | 0 | 0 | 0 | 0
| Total Non-Capitalised Costs |  |  | 0 | 0 | 0 | 0 | 0 | 0 | 0 | 0 | 0 | 0 | 0 | 0 | 0 | 0 | 0 | 0 | 0 | 0 | 0 | 0 | 0 | 0 | 0 | 0 | 0 | 0 | 0 | 0 | 0 | 0 | 0 | 0 | 0 | 0 | 0 | 0 | 0 | 0 | 0 | 0 | 0 | 0 | 0 | 0 | 0 | 0 | 0 | 0 | 0 | 0
| Total Direct Costs |  |  | 0 | 0 | 0 | 0 | 0 | 0 | 0 | 0 | 0 | 0 | 0 | 0 | 0 | 0 | 0 | 0 | 0 | 0 | 0 | 0 | 0 | 0 | 0 | 0 | 0 | 0 | 0 | 0 | 0 | 0 | 0 | 0 | 0 | 0 | 0 | 0 | 0 | 0 | 0 | 0 | 0 | 0 | 0 | 0 | 0 | 0 | 0 | 0 | 0 | 0
Non-Financial Costs/Benefits
Calculated values
| Category | Description |  | 2027 | 2028 | 2029 | 2030 | 2031 | 2032 | 2033 | 2034 | 2035 | 2036 | 2037 | 2038 | 2039 | 2040 | 2041 | 2042 | 2043 | 2044 | 2045 | 2046 | 2047 | 2048 | 2049 | 2050 | 2051 | 2052 | 2053 | 2054 | 2055 | 2056 | 2057 | 2058 | 2059 | 2060 | 2061 | 2062 | 2063 | 2064 | 2065 | 2066 | 2067 | 2068 | 2069 | 2070 | 2071 | 2072 | 2073 | 2074 | 2075 | 2076
Non-financial benefits/costs - values | Environmental | Leakage | £m | 0 | 0 | 0 | 0 | 0 | 0 | 0 | 0 | 0 | 0 | 0 | 0 | 0 | 0 | 0 | 0 | 0 | 0 | 0 | 0 | 0 | 0 | 0 | 0 | 0 | 0 | 0 | 0 | 0 | 0 | 0 | 0 | 0 | 0 | 0 | 0 | 0 | 0 | 0 | 0 | 0 | 0 | 0 | 0 | 0 | 0 | 0 | 0 | 0 | 0
| Environmental |  | £m
| Environmental |  | £m
| Safety | Fatality risk | £m | 0 | 0 | 0 | 0 | 0 | 0 | 0 | 0 | 0 | 0 | 0 | 0 | 0 | 0 | 0 | 0 | 0 | 0 | 0 | 0 | 0 | 0 | 0 | 0 | 0 | 0 | 0 | 0 | 0 | 0 | 0 | 0 | 0 | 0 | 0 | 0 | 0 | 0 | 0 | 0 | 0 | 0 | 0 | 0 | 0 | 0 | 0 | 0 | 0 | 0
| Safety | Non-Fatality risk | £m | 0 | 0 | 0 | 0 | 0 | 0 | 0 | 0 | 0 | 0 | 0 | 0 | 0 | 0 | 0 | 0 | 0 | 0 | 0 | 0 | 0 | 0 | 0 | 0 | 0 | 0 | 0 | 0 | 0 | 0 | 0 | 0 | 0 | 0 | 0 | 0 | 0 | 0 | 0 | 0 | 0 | 0 | 0 | 0 | 0 | 0 | 0 | 0 | 0 | 0
| Safety |  | £m
| Safety |  | £m
| Financial | NGN VF Financial Risk | £m
| Financial | NGN VF Customer Risk | £m
| Financial | NGN VF Compliance Risk | £m
| Other |  | £m
| Other |  | £m
Inputs
| Category | Description |  | 2027 | 2028 | 2029 | 2030 | 2031 | 2032 | 2033 | 2034 | 2035 | 2036 | 2037 | 2038 | 2039 | 2040 | 2041 | 2042 | 2043 | 2044 | 2045 | 2046 | 2047 | 2048 | 2049 | 2050 | 2051 | 2052 | 2053 | 2054 | 2055 | 2056 | 2057 | 2058 | 2059 | 2060 | 2061 | 2062 | 2063 | 2064 | 2065 | 2066 | 2067 | 2068 | 2069 | 2070 | 2071 | 2072 | 2073 | 2074 | 2075 | 2076
Non-financial benefits/costs - inputs | Environmental | Leakage | GWh
Environmental
Environmental
| Safety | Fatality risk
| Safety | Non-Fatality risk
Safety
Safety
Other
Other
Other
Other
Other
Alternative carbon calculations |  |  |  | 2027 | 2028 | 2029 | 2030 | 2031 | 2032 | 2033 | 2034 | 2035 | 2036 | 2037 | 2038 | 2039 | 2040 | 2041 | 2042 | 2043 | 2044 | 2045 | 2046 | 2047 | 2048 | 2049 | 2050 | 2051 | 2052 | 2053 | 2054 | 2055 | 2056 | 2057 | 2058 | 2059 | 2060 | 2061 | 2062 | 2063 | 2064 | 2065 | 2066 | 2067 | 2068 | 2069 | 2070 | 2071 | 2072 | 2073 | 2074 | 2075 | 2076
Environmental costs - low CO2 cost | Environmental | Leakage | £m | 0 | 0 | 0 | 0 | 0 | 0 | 0 | 0 | 0 | 0 | 0 | 0 | 0 | 0 | 0 | 0 | 0 | 0 | 0 | 0 | 0 | 0 | 0 | 0 | 0 | 0 | 0 | 0 | 0 | 0 | 0 | 0 | 0 | 0 | 0 | 0 | 0 | 0 | 0 | 0 | 0 | 0 | 0 | 0 | 0 | 0 | 0 | 0 | 0 | 0
| Environmental |  | £m
| Environmental |  | £m
Environmental costs - high CO2 cost | Environmental | Leakage | £m | 0 | 0 | 0 | 0 | 0 | 0 | 0 | 0 | 0 | 0 | 0 | 0 | 0 | 0 | 0 | 0 | 0 | 0 | 0 | 0 | 0 | 0 | 0 | 0 | 0 | 0 | 0 | 0 | 0 | 0 | 0 | 0 | 0 | 0 | 0 | 0 | 0 | 0 | 0 | 0 | 0 | 0 | 0 | 0 | 0 | 0 | 0 | 0 | 0 | 0
| Environmental |  | £m
| Environmental |  | £m
Net Present Values
Discount factors and summary
|  |  |  | 2027 | 2028 | 2029 | 2030 | 2031 | 2032 | 2033 | 2034 | 2035 | 2036 | 2037 | 2038 | 2039 | 2040 | 2041 | 2042 | 2043 | 2044 | 2045 | 2046 | 2047 | 2048 | 2049 | 2050 | 2051 | 2052 | 2053 | 2054 | 2055 | 2056 | 2057 | 2058 | 2059 | 2060 | 2061 | 2062 | 2063 | 2064 | 2065 | 2066 | 2067 | 2068 | 2069 | 2070 | 2071 | 2072 | 2073 | 2074 | 2075 | 2076
Discount factors | Discount factor (Non-Safety) | =1/[(1+SRTP)^n] | % | 100% | 96.62% | 93.35% | 90.19% | 87.14% | 84.2% | 81.35% | 78.6% | 75.94% | 73.37% | 70.89% | 68.49% | 66.18% | 63.94% | 61.78% | 59.69% | 57.67% | 55.72% | 53.84% | 52.02% | 50.26% | 48.56% | 46.92% | 45.33% | 43.8% | 42.31% | 40.88% | 39.5% | 38.17% | 36.87% | 35.63% | 34.59% | 33.58% | 32.6% | 31.65% | 30.73% | 29.84% | 28.97% | 28.12% | 27.31% | 26.51% | 25.74% | 24.99% | 24.26% | 23.55% | 22.87% | 22.2% | 21.56% | 20.93% | 20.32%
| Discount factor (Safety) | =1/[(1+HDR)^n] | % | 100% | 98.52% | 97.07% | 95.63% | 94.22% | 92.83% | 91.45% | 90.1% | 88.77% | 87.46% | 86.17% | 84.89% | 83.64% | 82.4% | 81.18% | 79.99% | 78.8% | 77.64% | 76.49% | 75.36% | 74.25% | 73.15% | 72.07% | 71% | 69.95% | 68.92% | 67.9% | 66.9% | 65.91% | 64.94% | 63.98% | 63.16% | 62.36% | 61.57% | 60.79% | 60.02% | 59.25% | 58.5% | 57.76% | 57.03% | 56.3% | 55.59% | 54.88% | 54.18% | 53.5% | 52.82% | 52.15% | 51.48% | 50.83% | 50.19%
Summary of discounted costs/benefits | Capex |  | £m | 0 | 0 | 0 | 0 | 0 | 0 | 0 | 0 | 0 | 0 | 0 | 0 | 0 | 0 | 0 | 0 | 0 | 0 | 0 | 0 | 0 | 0 | 0 | 0 | 0 | 0 | 0 | 0 | 0 | 0 | 0 | 0 | 0 | 0 | 0 | 0 | 0 | 0 | 0 | 0 | 0 | 0 | 0 | 0 | 0 | 0 | 0 | 0 | 0 | 0
| Opex |  | £m | 0 | 0 | 0 | 0 | 0 | 0 | 0 | 0 | 0 | 0 | 0 | 0 | 0 | 0 | 0 | 0 | 0 | 0 | 0 | 0 | 0 | 0 | 0 | 0 | 0 | 0 | 0 | 0 | 0 | 0 | 0 | 0 | 0 | 0 | 0 | 0 | 0 | 0 | 0 | 0 | 0 | 0 | 0 | 0 | 0 | 0 | 0 | 0 | 0 | 0
| Pass Through Costs |  | £m | 0 | 0 | 0 | 0 | 0 | 0 | 0 | 0 | 0 | 0 | 0 | 0 | 0 | 0 | 0 | 0 | 0 | 0 | 0 | 0 | 0 | 0 | 0 | 0 | 0 | 0 | 0 | 0 | 0 | 0 | 0 | 0 | 0 | 0 | 0 | 0 | 0 | 0 | 0 | 0 | 0 | 0 | 0 | 0 | 0 | 0 | 0 | 0 | 0 | 0
| Environmental - central CO2 cost |  | £m | 0 | 0 | 0 | 0 | 0 | 0 | 0 | 0 | 0 | 0 | 0 | 0 | 0 | 0 | 0 | 0 | 0 | 0 | 0 | 0 | 0 | 0 | 0 | 0 | 0 | 0 | 0 | 0 | 0 | 0 | 0 | 0 | 0 | 0 | 0 | 0 | 0 | 0 | 0 | 0 | 0 | 0 | 0 | 0 | 0 | 0 | 0 | 0 | 0 | 0
| Environmental - low CO2 cost |  | £m | 0 | 0 | 0 | 0 | 0 | 0 | 0 | 0 | 0 | 0 | 0 | 0 | 0 | 0 | 0 | 0 | 0 | 0 | 0 | 0 | 0 | 0 | 0 | 0 | 0 | 0 | 0 | 0 | 0 | 0 | 0 | 0 | 0 | 0 | 0 | 0 | 0 | 0 | 0 | 0 | 0 | 0 | 0 | 0 | 0 | 0 | 0 | 0 | 0 | 0
| Environmental - high CO2 cost |  | £m | 0 | 0 | 0 | 0 | 0 | 0 | 0 | 0 | 0 | 0 | 0 | 0 | 0 | 0 | 0 | 0 | 0 | 0 | 0 | 0 | 0 | 0 | 0 | 0 | 0 | 0 | 0 | 0 | 0 | 0 | 0 | 0 | 0 | 0 | 0 | 0 | 0 | 0 | 0 | 0 | 0 | 0 | 0 | 0 | 0 | 0 | 0 | 0 | 0 | 0
| Safety |  | £m | 0 | 0 | 0 | 0 | 0 | 0 | 0 | 0 | 0 | 0 | 0 | 0 | 0 | 0 | 0 | 0 | 0 | 0 | 0 | 0 | 0 | 0 | 0 | 0 | 0 | 0 | 0 | 0 | 0 | 0 | 0 | 0 | 0 | 0 | 0 | 0 | 0 | 0 | 0 | 0 | 0 | 0 | 0 | 0 | 0 | 0 | 0 | 0 | 0 | 0
| Financial |  | £m | 0 | 0 | 0 | 0 | 0 | 0 | 0 | 0 | 0 | 0 | 0 | 0 | 0 | 0 | 0 | 0 | 0 | 0 | 0 | 0 | 0 | 0 | 0 | 0 | 0 | 0 | 0 | 0 | 0 | 0 | 0 | 0 | 0 | 0 | 0 | 0 | 0 | 0 | 0 | 0 | 0 | 0 | 0 | 0 | 0 | 0 | 0 | 0 | 0 | 0
| Other |  | £m | 0 | 0 | 0 | 0 | 0 | 0 | 0 | 0 | 0 | 0 | 0 | 0 | 0 | 0 | 0 | 0 | 0 | 0 | 0 | 0 | 0 | 0 | 0 | 0 | 0 | 0 | 0 | 0 | 0 | 0 | 0 | 0 | 0 | 0 | 0 | 0 | 0 | 0 | 0 | 0 | 0 | 0 | 0 | 0 | 0 | 0 | 0 | 0 | 0 | 0
Annual Total | Total - central carbon cost |  | £m | 0 | 0 | 0 | 0 | 0 | 0 | 0 | 0 | 0 | 0 | 0 | 0 | 0 | 0 | 0 | 0 | 0 | 0 | 0 | 0 | 0 | 0 | 0 | 0 | 0 | 0 | 0 | 0 | 0 | 0 | 0 | 0 | 0 | 0 | 0 | 0 | 0 | 0 | 0 | 0 | 0 | 0 | 0 | 0 | 0 | 0 | 0 | 0 | 0 | 0
| Total - low carbon cost |  | £m | 0 | 0 | 0 | 0 | 0 | 0 | 0 | 0 | 0 | 0 | 0 | 0 | 0 | 0 | 0 | 0 | 0 | 0 | 0 | 0 | 0 | 0 | 0 | 0 | 0 | 0 | 0 | 0 | 0 | 0 | 0 | 0 | 0 | 0 | 0 | 0 | 0 | 0 | 0 | 0 | 0 | 0 | 0 | 0 | 0 | 0 | 0 | 0 | 0 | 0
| Total - high carbon cost |  | £m | 0 | 0 | 0 | 0 | 0 | 0 | 0 | 0 | 0 | 0 | 0 | 0 | 0 | 0 | 0 | 0 | 0 | 0 | 0 | 0 | 0 | 0 | 0 | 0 | 0 | 0 | 0 | 0 | 0 | 0 | 0 | 0 | 0 | 0 | 0 | 0 | 0 | 0 | 0 | 0 | 0 | 0 | 0 | 0 | 0 | 0 | 0 | 0 | 0 | 0
Net Present Value | NPV - central carbon cost |  | £m | 0 | 0 | 0 | 0 | 0 | 0 | 0 | 0 | 0 | 0 | 0 | 0 | 0 | 0 | 0 | 0 | 0 | 0 | 0 | 0 | 0 | 0 | 0 | 0 | 0 | 0 | 0 | 0 | 0 | 0 | 0 | 0 | 0 | 0 | 0 | 0 | 0 | 0 | 0 | 0 | 0 | 0 | 0 | 0 | 0 | 0 | 0 | 0 | 0 | 0
| NPV - low carbon cost |  | £m | 0 | 0 | 0 | 0 | 0 | 0 | 0 | 0 | 0 | 0 | 0 | 0 | 0 | 0 | 0 | 0 | 0 | 0 | 0 | 0 | 0 | 0 | 0 | 0 | 0 | 0 | 0 | 0 | 0 | 0 | 0 | 0 | 0 | 0 | 0 | 0 | 0 | 0 | 0 | 0 | 0 | 0 | 0 | 0 | 0 | 0 | 0 | 0 | 0 | 0
| NPV - high carbon cost |  | £m | 0 | 0 | 0 | 0 | 0 | 0 | 0 | 0 | 0 | 0 | 0 | 0 | 0 | 0 | 0 | 0 | 0 | 0 | 0 | 0 | 0 | 0 | 0 | 0 | 0 | 0 | 0 | 0 | 0 | 0 | 0 | 0 | 0 | 0 | 0 | 0 | 0 | 0 | 0 | 0 | 0 | 0 | 0 | 0 | 0 | 0 | 0 | 0 | 0 | 0
Comparison to baseline
|  |  |  | 2027 | 2028 | 2029 | 2030 | 2031 | 2032 | 2033 | 2034 | 2035 | 2036 | 2037 | 2038 | 2039 | 2040 | 2041 | 2042 | 2043 | 2044 | 2045 | 2046 | 2047 | 2048 | 2049 | 2050 | 2051 | 2052 | 2053 | 2054 | 2055 | 2056 | 2057 | 2058 | 2059 | 2060 | 2061 | 2062 | 2063 | 2064 | 2065 | 2066 | 2067 | 2068 | 2069 | 2070 | 2071 | 2072 | 2073 | 2074 | 2075 | 2076
Summary of discounted costs/benefits | Capex |  | £m | 0 | 0 | 0 | 0 | 0 | 0 | 0 | 0 | 0 | 0 | 0 | 0 | 0 | 0 | 0 | 0 | 0 | 0 | 0 | 0 | 0 | 0 | 0 | 0 | 0 | 0 | 0 | 0 | 0 | 0 | 0 | 0 | 0 | 0 | 0 | 0 | 0 | 0 | 0 | 0 | 0 | 0 | 0 | 0 | 0 | 0 | 0 | 0 | 0 | 0
| Opex |  | £m | 0.08584 | 0.29565 | 0.08337 | 0 | 0.080971 | 0 | 0.35623 | 0 | 0.076378 | 0 | 0.07418 | 0.26063 | 0.072046 | 0 | 0.069972 | 0 | 0.31266 | 0 | 0.066003 | 0 | 0.064104 | 0.22975 | 0.06226 | 0 | 0.060468 | 0 | 0.27444 | 0 | 0.057038 | 0 | 0.055397 | 0.20352 | 0.054326 | 0 | 0.053277 | 0 | 0.24802 | 0 | 0.051238 | 0 | 0.050247 | 0.18831 | 0.049276 | 0 | 0.048324 | 0 | 0.22853 | 0 | 0.046475 | 0
| Pass Through Costs |  | £m | 0 | 0 | 0 | 0 | 0 | 0 | 0 | 0 | 0 | 0 | 0 | 0 | 0 | 0 | 0 | 0 | 0 | 0 | 0 | 0 | 0 | 0 | 0 | 0 | 0 | 0 | 0 | 0 | 0 | 0 | 0 | 0 | 0 | 0 | 0 | 0 | 0 | 0 | 0 | 0 | 0 | 0 | 0 | 0 | 0 | 0 | 0 | 0 | 0 | 0
| Environmental - central CO2 cost |  | £m | 0 | 0 | 0 | 0 | 0 | 0 | 0 | 0 | 0 | 0 | 0 | 0 | 0 | 0 | 0 | 0 | 0 | 0 | 0 | 0 | 0 | 0 | 0 | 0 | 0 | 0 | 0 | 0 | 0 | 0 | 0 | 0 | 0 | 0 | 0 | 0 | 0 | 0 | 0 | 0 | 0 | 0 | 0 | 0 | 0 | 0 | 0 | 0 | 0 | 0
| Environmental - low CO2 cost |  | £m | 0 | 0 | 0 | 0 | 0 | 0 | 0 | 0 | 0 | 0 | 0 | 0 | 0 | 0 | 0 | 0 | 0 | 0 | 0 | 0 | 0 | 0 | 0 | 0 | 0 | 0 | 0 | 0 | 0 | 0 | 0 | 0 | 0 | 0 | 0 | 0 | 0 | 0 | 0 | 0 | 0 | 0 | 0 | 0 | 0 | 0 | 0 | 0 | 0 | 0
| Environmental - high CO2 cost |  | £m | 0 | 0 | 0 | 0 | 0 | 0 | 0 | 0 | 0 | 0 | 0 | 0 | 0 | 0 | 0 | 0 | 0 | 0 | 0 | 0 | 0 | 0 | 0 | 0 | 0 | 0 | 0 | 0 | 0 | 0 | 0 | 0 | 0 | 0 | 0 | 0 | 0 | 0 | 0 | 0 | 0 | 0 | 0 | 0 | 0 | 0 | 0 | 0 | 0 | 0
| Safety |  | £m | 0 | 0 | 0 | 0 | 0 | 0 | 0 | 0 | 0 | 0 | 0 | 0 | 0 | 0 | 0 | 0 | 0 | 0 | 0 | 0 | 0 | 0 | 0 | 0 | 0 | 0 | 0 | 0 | 0 | 0 | 0 | 0 | 0 | 0 | 0 | 0 | 0 | 0 | 0 | 0 | 0 | 0 | 0 | 0 | 0 | 0 | 0 | 0 | 0 | 0
| Financial |  |  | 9.297 | 9.0614 | 8.8325 | 8.61 | 8.3937 | 8.1836 | 7.9794 | 7.781 | 7.5882 | 7.4009 | 7.2188 | 7.042 | 6.8701 | 6.7031 | 6.5409 | 6.3833 | 6.2302 | 6.0815 | 5.937 | 5.7967 | 5.6604 | 5.528 | 5.3994 | 5.2745 | 5.1532 | 5.0354 | 4.921 | 4.81 | 4.7022 | 4.5975 | 4.4959 | 4.4186 | 4.3434 | 4.2702 | 4.199 | 4.1298 | 4.0624 | 3.9969 | 3.9333 | 3.8714 | 3.8113 | 3.7529 | 3.6963 | 3.6412 | 3.5878 | 3.536 | 3.4858 | 3.4371 | 3.3899 | 3.3441
| Other |  | £m | 0 | 0 | 0 | 0 | 0 | 0 | 0 | 0 | 0 | 0 | 0 | 0 | 0 | 0 | 0 | 0 | 0 | 0 | 0 | 0 | 0 | 0 | 0 | 0 | 0 | 0 | 0 | 0 | 0 | 0 | 0 | 0 | 0 | 0 | 0 | 0 | 0 | 0 | 0 | 0 | 0 | 0 | 0 | 0 | 0 | 0 | 0 | 0 | 0 | 0
Annual Total | Total - central carbon cost |  | £m | 9.3828 | 9.3571 | 8.9158 | 8.61 | 8.4747 | 8.1836 | 8.3357 | 7.781 | 7.6646 | 7.4009 | 7.293 | 7.3026 | 6.9422 | 6.7031 | 6.6109 | 6.3833 | 6.5429 | 6.0815 | 6.003 | 5.7967 | 5.7245 | 5.7577 | 5.4616 | 5.2745 | 5.2137 | 5.0354 | 5.1955 | 4.81 | 4.7592 | 4.5975 | 4.5513 | 4.6221 | 4.3977 | 4.2702 | 4.2523 | 4.1298 | 4.3104 | 3.9969 | 3.9845 | 3.8714 | 3.8616 | 3.9413 | 3.7455 | 3.6412 | 3.6361 | 3.536 | 3.7143 | 3.4371 | 3.4363 | 3.3441
| Total - low carbon cost |  | £m | 9.3828 | 9.3571 | 8.9158 | 8.61 | 8.4747 | 8.1836 | 8.3357 | 7.781 | 7.6646 | 7.4009 | 7.293 | 7.3026 | 6.9422 | 6.7031 | 6.6109 | 6.3833 | 6.5429 | 6.0815 | 6.003 | 5.7967 | 5.7245 | 5.7577 | 5.4616 | 5.2745 | 5.2137 | 5.0354 | 5.1955 | 4.81 | 4.7592 | 4.5975 | 4.5513 | 4.6221 | 4.3977 | 4.2702 | 4.2523 | 4.1298 | 4.3104 | 3.9969 | 3.9845 | 3.8714 | 3.8616 | 3.9413 | 3.7455 | 3.6412 | 3.6361 | 3.536 | 3.7143 | 3.4371 | 3.4363 | 3.3441
| Total - high carbon cost |  | £m | 9.3828 | 9.3571 | 8.9158 | 8.61 | 8.4747 | 8.1836 | 8.3357 | 7.781 | 7.6646 | 7.4009 | 7.293 | 7.3026 | 6.9422 | 6.7031 | 6.6109 | 6.3833 | 6.5429 | 6.0815 | 6.003 | 5.7967 | 5.7245 | 5.7577 | 5.4616 | 5.2745 | 5.2137 | 5.0354 | 5.1955 | 4.81 | 4.7592 | 4.5975 | 4.5513 | 4.6221 | 4.3977 | 4.2702 | 4.2523 | 4.1298 | 4.3104 | 3.9969 | 3.9845 | 3.8714 | 3.8616 | 3.9413 | 3.7455 | 3.6412 | 3.6361 | 3.536 | 3.7143 | 3.4371 | 3.4363 | 3.3441
Net Present Value | Total - central carbon cost |  | £m | 9.3828 | 18.7399 | 27.6557 | 36.2657 | 44.7404 | 52.924 | 61.2597 | 69.0407 | 76.7053 | 84.1062 | 91.3992 | 98.7018 | 105.644 | 112.3471 | 118.958 | 125.3414 | 131.8843 | 137.9658 | 143.9688 | 149.7655 | 155.4899 | 161.2477 | 166.7093 | 171.9838 | 177.1974 | 182.2328 | 187.4283 | 192.2383 | 196.9975 | 201.5951 | 206.1464 | 210.7685 | 215.1663 | 219.4365 | 223.6888 | 227.8185 | 232.129 | 236.1259 | 240.1104 | 243.9818 | 247.8434 | 251.7847 | 255.5302 | 259.1714 | 262.8076 | 266.3436 | 270.0579 | 273.4949 | 276.9313 | 280.2754
| Total - low carbon cost |  | £m | 9.3828 | 18.7399 | 27.6557 | 36.2657 | 44.7404 | 52.924 | 61.2597 | 69.0407 | 76.7053 | 84.1062 | 91.3992 | 98.7018 | 105.644 | 112.3471 | 118.958 | 125.3414 | 131.8843 | 137.9658 | 143.9688 | 149.7655 | 155.4899 | 161.2477 | 166.7093 | 171.9838 | 177.1974 | 182.2328 | 187.4283 | 192.2383 | 196.9975 | 201.5951 | 206.1464 | 210.7685 | 215.1663 | 219.4365 | 223.6888 | 227.8185 | 232.129 | 236.1259 | 240.1104 | 243.9818 | 247.8434 | 251.7847 | 255.5302 | 259.1714 | 262.8076 | 266.3436 | 270.0579 | 273.4949 | 276.9313 | 280.2754
| Total - high carbon cost |  | £m | 9.3828 | 18.7399 | 27.6557 | 36.2657 | 44.7404 | 52.924 | 61.2597 | 69.0407 | 76.7053 | 84.1062 | 91.3992 | 98.7018 | 105.644 | 112.3471 | 118.958 | 125.3414 | 131.8843 | 137.9658 | 143.9688 | 149.7655 | 155.4899 | 161.2477 | 166.7093 | 171.9838 | 177.1974 | 182.2328 | 187.4283 | 192.2383 | 196.9975 | 201.5951 | 206.1464 | 210.7685 | 215.1663 | 219.4365 | 223.6888 | 227.8185 | 232.129 | 236.1259 | 240.1104 | 243.9818 | 247.8434 | 251.7847 | 255.5302 | 259.1714 | 262.8076 | 266.3436 | 270.0579 | 273.4949 | 276.9313 | 280.2754
|  |  |  | 2027 | 2028 | 2029 | 2030 | 2031 | 2032 | 2033 | 2034 | 2035 | 2036 | 2037 | 2038 | 2039 | 2040 | 2041 | 2042 | 2043 | 2044 | 2045 | 2046 | 2047 | 2048 | 2049 | 2050 | 2051 | 2052 | 2053 | 2054 | 2055 | 2056 | 2057 | 2058 | 2059 | 2060 | 2061 | 2062 | 2063 | 2064 | 2065 | 2066 | 2067 | 2068 | 2069 | 2070 | 2071 | 2072 | 2073 | 2074 | 2075 | 2076
| Monetised risk - memo line |  | £m
Note on B10: Ofgem: Enter as year (eg 2027)
Note on C158: Duncan Innes:GT/GD
Note on C161: Duncan Innes: All sectors
Note on C162: Duncan Innes: All sectors
Note on B229: Ofgem: This line records the total monetised risk of the modelled scenario. It acts as a cross-reference between the CBA and NARM BPDTs and should not directly link to any formulas in the CBA analysis above.

## Option_6 Workings (hidden)
Additional cost/benefit explanations
Please provide a short explanation of any additional cost/benefit lines that have been completed in addition to the pre-populated ones. This should include both a description of the nature of the cost/benefit, and an explanation of how the value was calculated, citing appropriate sources (eg for relevant global warming potentials). If an explanation has been provided within the EJP, then simply provide a reference to the relevant page number.
Long term cost/benefit assumptions
Please briefly summarise the assumptions you have used to calculate long-term (ie beyond the duration of the RIIO3 price control) costs and other inputs (eg "Opex assumed to increase at 1%/year based on historic trends"). In most cases we would expect these to be the same across the baseline and different options, but where this is not the case additional tabs can be completed as necessary. If detailed descriptions are required (eg to explain assumptions around whole life costs of assets) these should be included as part of the EJP
Capex
Opex
Leakage
Fatality risk
Non-Fatality risk
Cost cross-referencing
If there is any explanation required on how the cost data set out in the EJP totals to the lines in the CBA, please provide it here.

## Option_7 (hidden)
Summary | [7 empty] | Text Descriptions
[8 empty] | Option Description - this should allow us to quickly recognise the option being assessed (based on descriptions in the EJP and other documents) and distinguish it both from other investment areas and from other options. If appropriate, please provide sitemaps, photos or any other documents that will help with this identification (likely to be relevant for major projects rather than asset classes) | [6 empty] | Stakeholder Support Summary - please provide a synopsis which details the feedback from stakeholder group(s)
Option Name |  |  |  | Date Undertaken:
Scheme Reference ID
Expenditure Type |  |  |  | Authorised By:
Preferred Option (Y/N)
Spend Area (Please include relevant RRP/BPDT Table Reference)
First year of expenditure outflow | 2027
Payback position at year | Central CO2 Cost - PV of costs & benefits (£m) | Central CO2 Cost - NPV relative to baseline (£m) | Low CO2 cost - PV of costs & benefits (£m) | Low CO2 cost - NPV relative to baseline (£m) | High CO2 cost - PV of costs & benefits (£m) | High CO2 cost - NPV relative to baseline (£m)
2035 | 0 | 76.7053 | 0 | 76.7053 | 0 | 76.7053
2040 | 0 | 112.3471 | 0 | 112.3471 | 0 | 112.3471
2045 | 0 | 143.9688 | 0 | 143.9688 | 0 | 143.9688
2050 | 0 | 171.9838 | 0 | 171.9838 | 0 | 171.9838
2060 | 0 | 219.4365 | 0 | 219.4365 | 0 | 219.4365
2070 | 0 | 259.1714 | 0 | 259.1714 | 0 | 259.1714
Capitalisation rate | 33.7% | [6 empty] | Engineering Justification Summary - please provide a synopsis & share the document which articulates the full detailed explanation | [6 empty] | Company View - please provide a synopsis which details your view of how beneficial this option is.
Expenditure Profile - Summary
| 2027 | 2028 | 2029 | 2030 | 2031 | Post RIIO3
| (£m) | (£m) | (£m) | (£m) | (£m) | (£m)
Capitalised costs | 0 | 0 | 0 | 0 | 0 | 0
Non-capitalised costs | 0 | 0 | 0 | 0 | 0 | 0
| Asset Class | Unit | Comments
Output
Financial Costs
Inputs
|  |  |  | RIIO3 |  |  |  |  | RIIO4 |  |  |  |  | RIIO5 |  |  |  |  | RIIO6 |  |  |  |  | RIIO7 |  |  |  |  | RIIO8 |  |  |  |  | RIIO9 |  |  |  |  | RIIO10 |  |  |  |  | RIIO11 |  |  |  |  | RIIO12
|  |  |  | 1 | 2 | 3 | 4 | 5 | 6 | 7 | 8 | 9 | 10 | 11 | 12 | 13 | 14 | 15 | 16 | 17 | 18 | 19 | 20 | 21 | 22 | 23 | 24 | 25 | 26 | 27 | 28 | 29 | 30 | 31 | 32 | 33 | 34 | 35 | 36 | 37 | 38 | 39 | 40 | 41 | 42 | 43 | 44 | 45 | 46 | 47 | 48 | 49 | 50
| Asset Class | Intervention type |  | 2027 | 2028 | 2029 | 2030 | 2031 | 2032 | 2033 | 2034 | 2035 | 2036 | 2037 | 2038 | 2039 | 2040 | 2041 | 2042 | 2043 | 2044 | 2045 | 2046 | 2047 | 2048 | 2049 | 2050 | 2051 | 2052 | 2053 | 2054 | 2055 | 2056 | 2057 | 2058 | 2059 | 2060 | 2061 | 2062 | 2063 | 2064 | 2065 | 2066 | 2067 | 2068 | 2069 | 2070 | 2071 | 2072 | 2073 | 2074 | 2075 | 2076
Capex/Repex |  |  | £m
£m
£m
£m
£m
£m
£m
£m
£m
£m
| Total Capex | (1) | £m | 0 | 0 | 0 | 0 | 0 | 0 | 0 | 0 | 0 | 0 | 0 | 0 | 0 | 0 | 0 | 0 | 0 | 0 | 0 | 0 | 0 | 0 | 0 | 0 | 0 | 0 | 0 | 0 | 0 | 0 | 0 | 0 | 0 | 0 | 0 | 0 | 0 | 0 | 0 | 0 | 0 | 0 | 0 | 0 | 0 | 0 | 0 | 0 | 0 | 0
Associated direct opex |  |  | £m
£m
£m
£m
£m
| Total Opex |  | £m | 0 | 0 | 0 | 0 | 0 | 0 | 0 | 0 | 0 | 0 | 0 | 0 | 0 | 0 | 0 | 0 | 0 | 0 | 0 | 0 | 0 | 0 | 0 | 0 | 0 | 0 | 0 | 0 | 0 | 0 | 0 | 0 | 0 | 0 | 0 | 0 | 0 | 0 | 0 | 0 | 0 | 0 | 0 | 0 | 0 | 0 | 0 | 0 | 0 | 0
Pass through costs | Leakage |  | £m | 0 | 0 | 0 | 0 | 0 | 0 | 0 | 0 | 0 | 0 | 0 | 0 | 0 | 0 | 0 | 0 | 0 | 0 | 0 | 0 | 0 | 0 | 0 | 0 | 0 | 0 | 0 | 0 | 0 | 0 | 0 | 0 | 0 | 0 | 0 | 0 | 0 | 0 | 0 | 0 | 0 | 0 | 0 | 0 | 0 | 0 | 0 | 0 | 0 | 0
£m
| Total Pass Through Costs |  | £m | 0 | 0 | 0 | 0 | 0 | 0 | 0 | 0 | 0 | 0 | 0 | 0 | 0 | 0 | 0 | 0 | 0 | 0 | 0 | 0 | 0 | 0 | 0 | 0 | 0 | 0 | 0 | 0 | 0 | 0 | 0 | 0 | 0 | 0 | 0 | 0 | 0 | 0 | 0 | 0 | 0 | 0 | 0 | 0 | 0 | 0 | 0 | 0 | 0 | 0
Annual cost calculations |  |  |  | 2027 | 2028 | 2029 | 2030 | 2031 | 2032 | 2033 | 2034 | 2035 | 2036 | 2037 | 2038 | 2039 | 2040 | 2041 | 2042 | 2043 | 2044 | 2045 | 2046 | 2047 | 2048 | 2049 | 2050 | 2051 | 2052 | 2053 | 2054 | 2055 | 2056 | 2057 | 2058 | 2059 | 2060 | 2061 | 2062 | 2063 | 2064 | 2065 | 2066 | 2067 | 2068 | 2069 | 2070 | 2071 | 2072 | 2073 | 2074 | 2075 | 2076
| Capitalisation rates | (2) | % | 33.7% | 33.7% | 33.7% | 33.7% | 33.7% | 33.7% | 33.7% | 33.7% | 33.7% | 33.7% | 33.7% | 33.7% | 33.7% | 33.7% | 33.7% | 33.7% | 33.7% | 33.7% | 33.7% | 33.7% | 33.7% | 33.7% | 33.7% | 0% | 0% | 0% | 0% | 0% | 0% | 0% | 0% | 0% | 0% | 0% | 0% | 0% | 0% | 0% | 0% | 0% | 0% | 0% | 0% | 0% | 0% | 0% | 0% | 0% | 0% | 0%
| Capitalised investment | (3)=(1)x(2) | £m | 0 | 0 | 0 | 0 | 0 | 0 | 0 | 0 | 0 | 0 | 0 | 0 | 0 | 0 | 0 | 0 | 0 | 0 | 0 | 0 | 0 | 0 | 0 | 0 | 0 | 0 | 0 | 0 | 0 | 0 | 0 | 0 | 0 | 0 | 0 | 0 | 0 | 0 | 0 | 0 | 0 | 0 | 0 | 0 | 0 | 0 | 0 | 0 | 0 | 0
| Investment to be expensed | (4)=(1)-(3) | £m | 0 | 0 | 0 | 0 | 0 | 0 | 0 | 0 | 0 | 0 | 0 | 0 | 0 | 0 | 0 | 0 | 0 | 0 | 0 | 0 | 0 | 0 | 0 | 0 | 0 | 0 | 0 | 0 | 0 | 0 | 0 | 0 | 0 | 0 | 0 | 0 | 0 | 0 | 0 | 0 | 0 | 0 | 0 | 0 | 0 | 0 | 0 | 0 | 0 | 0
| 2027 Depreciation | (5)2027=(3)2027*Dep_ratet | £m |  | 0 | 0 | 0 | 0 | 0 | 0 | 0 | 0 | 0 | 0 | 0 | 0 | 0 | 0 | 0 | 0 | 0 | 0 | 0 | 0 | 0 | 0 | 0 | 0 | 0 | 0 | 0 | 0 | 0 | 0 | 0 | 0 | 0 | 0 | 0 | 0 | 0 | 0 | 0 | 0 | 0 | 0 | 0 | 0 | 0 | 0 | 0 | 0 | 0
| 2028 Depreciation | (5)2028=(3)2028*Dep_ratet | £m |  |  | 0 | 0 | 0 | 0 | 0 | 0 | 0 | 0 | 0 | 0 | 0 | 0 | 0 | 0 | 0 | 0 | 0 | 0 | 0 | 0 | 0 | 0 | 0 | 0 | 0 | 0 | 0 | 0 | 0 | 0 | 0 | 0 | 0 | 0 | 0 | 0 | 0 | 0 | 0 | 0 | 0 | 0 | 0 | 0 | 0 | 0 | 0 | 0
| 2029 Depreciation | (5)2029=(3)2029*Dep_ratet | £m |  |  |  | 0 | 0 | 0 | 0 | 0 | 0 | 0 | 0 | 0 | 0 | 0 | 0 | 0 | 0 | 0 | 0 | 0 | 0 | 0 | 0 | 0 | 0 | 0 | 0 | 0 | 0 | 0 | 0 | 0 | 0 | 0 | 0 | 0 | 0 | 0 | 0 | 0 | 0 | 0 | 0 | 0 | 0 | 0 | 0 | 0 | 0 | 0
| 2030 Depreciation | (5)2030=(3)2030*Dep_ratet | £m |  |  |  |  | 0 | 0 | 0 | 0 | 0 | 0 | 0 | 0 | 0 | 0 | 0 | 0 | 0 | 0 | 0 | 0 | 0 | 0 | 0 | 0 | 0 | 0 | 0 | 0 | 0 | 0 | 0 | 0 | 0 | 0 | 0 | 0 | 0 | 0 | 0 | 0 | 0 | 0 | 0 | 0 | 0 | 0 | 0 | 0 | 0 | 0
| 2031 Depreciation | (5)2031=(3)2031*Dep_ratet | £m | [5 empty] | 0 | 0 | 0 | 0 | 0 | 0 | 0 | 0 | 0 | 0 | 0 | 0 | 0 | 0 | 0 | 0 | 0 | 0 | 0 | 0 | 0 | 0 | 0 | 0 | 0 | 0 | 0 | 0 | 0 | 0 | 0 | 0 | 0 | 0 | 0 | 0 | 0 | 0 | 0 | 0 | 0 | 0 | 0 | 0 | 0
| 2032 Depreciation | (5)2032=(3)2032*Dep_ratet | £m | [6 empty] | 0 | 0 | 0 | 0 | 0 | 0 | 0 | 0 | 0 | 0 | 0 | 0 | 0 | 0 | 0 | 0 | 0 | 0 | 0 | 0 | 0 | 0 | 0 | 0 | 0 | 0 | 0 | 0 | 0 | 0 | 0 | 0 | 0 | 0 | 0 | 0 | 0 | 0 | 0 | 0 | 0 | 0 | 0 | 0
| 2033 Depreciation | (5)2033=(3)2033*Dep_ratet | £m | [7 empty] | 0 | 0 | 0 | 0 | 0 | 0 | 0 | 0 | 0 | 0 | 0 | 0 | 0 | 0 | 0 | 0 | 0 | 0 | 0 | 0 | 0 | 0 | 0 | 0 | 0 | 0 | 0 | 0 | 0 | 0 | 0 | 0 | 0 | 0 | 0 | 0 | 0 | 0 | 0 | 0 | 0 | 0 | 0
| 2034 Depreciation | (5)2034=(3)2034*Dep_ratet | £m | [8 empty] | 0 | 0 | 0 | 0 | 0 | 0 | 0 | 0 | 0 | 0 | 0 | 0 | 0 | 0 | 0 | 0 | 0 | 0 | 0 | 0 | 0 | 0 | 0 | 0 | 0 | 0 | 0 | 0 | 0 | 0 | 0 | 0 | 0 | 0 | 0 | 0 | 0 | 0 | 0 | 0 | 0 | 0
| 2035 Depreciation | (5)2035=(3)2035*Dep_ratet | £m | [9 empty] | 0 | 0 | 0 | 0 | 0 | 0 | 0 | 0 | 0 | 0 | 0 | 0 | 0 | 0 | 0 | 0 | 0 | 0 | 0 | 0 | 0 | 0 | 0 | 0 | 0 | 0 | 0 | 0 | 0 | 0 | 0 | 0 | 0 | 0 | 0 | 0 | 0 | 0 | 0 | 0 | 0
| 2036 Depreciation | (5)2036=(3)2036*Dep_ratet | £m | [10 empty] | 0 | 0 | 0 | 0 | 0 | 0 | 0 | 0 | 0 | 0 | 0 | 0 | 0 | 0 | 0 | 0 | 0 | 0 | 0 | 0 | 0 | 0 | 0 | 0 | 0 | 0 | 0 | 0 | 0 | 0 | 0 | 0 | 0 | 0 | 0 | 0 | 0 | 0 | 0 | 0
| 2037 Depreciation | (5)2037=(3)2037*Dep_ratet | £m | [11 empty] | 0 | 0 | 0 | 0 | 0 | 0 | 0 | 0 | 0 | 0 | 0 | 0 | 0 | 0 | 0 | 0 | 0 | 0 | 0 | 0 | 0 | 0 | 0 | 0 | 0 | 0 | 0 | 0 | 0 | 0 | 0 | 0 | 0 | 0 | 0 | 0 | 0 | 0 | 0
| 2038 Depreciation | (5)2038=(3)2038*Dep_ratet | £m | [12 empty] | 0 | 0 | 0 | 0 | 0 | 0 | 0 | 0 | 0 | 0 | 0 | 0 | 0 | 0 | 0 | 0 | 0 | 0 | 0 | 0 | 0 | 0 | 0 | 0 | 0 | 0 | 0 | 0 | 0 | 0 | 0 | 0 | 0 | 0 | 0 | 0 | 0 | 0
| 2039 Depreciation | (5)2039=(3)2039*Dep_ratet | £m | [13 empty] | 0 | 0 | 0 | 0 | 0 | 0 | 0 | 0 | 0 | 0 | 0 | 0 | 0 | 0 | 0 | 0 | 0 | 0 | 0 | 0 | 0 | 0 | 0 | 0 | 0 | 0 | 0 | 0 | 0 | 0 | 0 | 0 | 0 | 0 | 0 | 0 | 0
| 2040 Depreciation | (5)2040=(3)2040*Dep_ratet | £m | [14 empty] | 0 | 0 | 0 | 0 | 0 | 0 | 0 | 0 | 0 | 0 | 0 | 0 | 0 | 0 | 0 | 0 | 0 | 0 | 0 | 0 | 0 | 0 | 0 | 0 | 0 | 0 | 0 | 0 | 0 | 0 | 0 | 0 | 0 | 0 | 0 | 0
| 2041 Depreciation | (5)2041=(3)2041*Dep_ratet | £m | [15 empty] | 0 | 0 | 0 | 0 | 0 | 0 | 0 | 0 | 0 | 0 | 0 | 0 | 0 | 0 | 0 | 0 | 0 | 0 | 0 | 0 | 0 | 0 | 0 | 0 | 0 | 0 | 0 | 0 | 0 | 0 | 0 | 0 | 0 | 0 | 0
| 2042 Depreciation | (5)2042=(3)2042*Dep_ratet | £m | [16 empty] | 0 | 0 | 0 | 0 | 0 | 0 | 0 | 0 | 0 | 0 | 0 | 0 | 0 | 0 | 0 | 0 | 0 | 0 | 0 | 0 | 0 | 0 | 0 | 0 | 0 | 0 | 0 | 0 | 0 | 0 | 0 | 0 | 0 | 0
| 2043 Depreciation | (5)2043=(3)2043*Dep_ratet | £m | [17 empty] | 0 | 0 | 0 | 0 | 0 | 0 | 0 | 0 | 0 | 0 | 0 | 0 | 0 | 0 | 0 | 0 | 0 | 0 | 0 | 0 | 0 | 0 | 0 | 0 | 0 | 0 | 0 | 0 | 0 | 0 | 0 | 0 | 0
| 2044 Depreciation | (5)2044=(3)2044*Dep_ratet | £m | [18 empty] | 0 | 0 | 0 | 0 | 0 | 0 | 0 | 0 | 0 | 0 | 0 | 0 | 0 | 0 | 0 | 0 | 0 | 0 | 0 | 0 | 0 | 0 | 0 | 0 | 0 | 0 | 0 | 0 | 0 | 0 | 0 | 0
| 2045 Depreciation | (5)2045=(3)2045*Dep_ratet | £m | [19 empty] | 0 | 0 | 0 | 0 | 0 | 0 | 0 | 0 | 0 | 0 | 0 | 0 | 0 | 0 | 0 | 0 | 0 | 0 | 0 | 0 | 0 | 0 | 0 | 0 | 0 | 0 | 0 | 0 | 0 | 0 | 0
| 2046 Depreciation | (5)2046=(3)2046*Dep_ratet | £m | [20 empty] | 0 | 0 | 0 | 0 | 0 | 0 | 0 | 0 | 0 | 0 | 0 | 0 | 0 | 0 | 0 | 0 | 0 | 0 | 0 | 0 | 0 | 0 | 0 | 0 | 0 | 0 | 0 | 0 | 0 | 0
| 2047 Depreciation | (5)2047=(3)2047*Dep_ratet | £m | 2048: 0; 2049: 0; 2050: 0; 2051: 0; 2052: 0; 2053: 0; 2054: 0; 2055: 0; 2056: 0; 2057: 0; 2058: 0; 2059: 0; 2060: 0; 2061: 0; 2062: 0; 2063: 0; 2064: 0; 2065: 0; 2066: 0; 2067: 0; 2068: 0; 2069: 0; 2070: 0; 2071: 0; 2072: 0; 2073: 0; 2074: 0; 2075: 0; 2076: 0
| 2048 Depreciation | (5)2048=(3)2048*Dep_ratet | £m | 2049: 0; 2050: 0; 2051: 0; 2052: 0; 2053: 0; 2054: 0; 2055: 0; 2056: 0; 2057: 0; 2058: 0; 2059: 0; 2060: 0; 2061: 0; 2062: 0; 2063: 0; 2064: 0; 2065: 0; 2066: 0; 2067: 0; 2068: 0; 2069: 0; 2070: 0; 2071: 0; 2072: 0; 2073: 0; 2074: 0; 2075: 0; 2076: 0
| 2049 Depreciation | (5)2049=(3)2049*Dep_ratet | £m | 2050: 0; 2051: 0; 2052: 0; 2053: 0; 2054: 0; 2055: 0; 2056: 0; 2057: 0; 2058: 0; 2059: 0; 2060: 0; 2061: 0; 2062: 0; 2063: 0; 2064: 0; 2065: 0; 2066: 0; 2067: 0; 2068: 0; 2069: 0; 2070: 0; 2071: 0; 2072: 0; 2073: 0; 2074: 0; 2075: 0; 2076: 0
| 2050 Depreciation | (5)2050=(3)2050*Dep_ratet | £m
| 2051 Depreciation | (5)2051=(3)2051*Dep_ratet | £m
| 2052 Depreciation | (5)2052=(3)2052*Dep_ratet | £m
| 2053 Depreciation | (5)2053=(3)2053*Dep_ratet | £m
| 2054 Depreciation | (5)2054=(3)2054*Dep_ratet | £m
| 2055 Depreciation | (5)2055=(3)2055*Dep_ratet | £m
| 2056 Depreciation | (5)2056=(3)2056*Dep_ratet | £m
| 2057 Depreciation | (5)2057=(3)2057*Dep_ratet | £m
| 2058 Depreciation | (5)2058=(3)2058*Dep_ratet | £m
| 2059 Depreciation | (5)2059=(3)2059*Dep_ratet | £m
| 2060 Depreciation | (5)2060=(3)2060*Dep_ratet | £m
| 2061 Depreciation | (5)2061=(3)2061*Dep_ratet | £m
| 2062 Depreciation | (5)2062=(3)2062*Dep_ratet | £m
| 2063 Depreciation | (5)2063=(3)2063*Dep_ratet | £m
| 2064 Depreciation | (5)2064=(3)2064*Dep_ratet | £m
| 2065 Depreciation | (5)2065=(3)2065*Dep_ratet | £m
| 2066 Depreciation | (5)2066=(3)2066*Dep_ratet | £m
| 2067 Depreciation | (5)2067=(3)2067*Dep_ratet | £m
| 2068 Depreciation | (5)2068=(3)2068*Dep_ratet | £m
| 2069 Depreciation | (5)2069=(3)2069*Dep_ratet | £m
| 2070 Depreciation | (5)2070=(3)2070*Dep_ratet | £m
| Depreciation | (5)=∑(5)t | £m | 0 | 0 | 0 | 0 | 0 | 0 | 0 | 0 | 0 | 0 | 0 | 0 | 0 | 0 | 0 | 0 | 0 | 0 | 0 | 0 | 0 | 0 | 0 | 0 | 0 | 0 | 0 | 0 | 0 | 0 | 0 | 0 | 0 | 0 | 0 | 0 | 0 | 0 | 0 | 0 | 0 | 0 | 0 | 0 | 0 | 0 | 0 | 0 | 0 | 0
| Opening RAV balance | (6op)t=(6cl)t-1 | £m | 0 | 0 | 0 | 0 | 0 | 0 | 0 | 0 | 0 | 0 | 0 | 0 | 0 | 0 | 0 | 0 | 0 | 0 | 0 | 0 | 0 | 0 | 0 | 0 | 0 | 0 | 0 | 0 | 0 | 0 | 0 | 0 | 0 | 0 | 0 | 0 | 0 | 0 | 0 | 0 | 0 | 0 | 0 | 0 | 0 | 0 | 0 | 0 | 0 | 0
| Discounted RAV balance | (6D)=(6cl)*(1/1+WACC)) | £m | 0 | 0 | 0 | 0 | 0 | 0 | 0 | 0 | 0 | 0 | 0 | 0 | 0 | 0 | 0 | 0 | 0 | 0 | 0 | 0 | 0 | 0 | 0 | 0 | 0 | 0 | 0 | 0 | 0 | 0 | 0 | 0 | 0 | 0 | 0 | 0 | 0 | 0 | 0 | 0 | 0 | 0 | 0 | 0 | 0 | 0 | 0 | 0 | 0 | 0
| Closing RAV balance | (6cl)=(3)-(5)+(6op) | £m | 0 | 0 | 0 | 0 | 0 | 0 | 0 | 0 | 0 | 0 | 0 | 0 | 0 | 0 | 0 | 0 | 0 | 0 | 0 | 0 | 0 | 0 | 0 | 0 | 0 | 0 | 0 | 0 | 0 | 0 | 0 | 0 | 0 | 0 | 0 | 0 | 0 | 0 | 0 | 0 | 0 | 0 | 0 | 0 | 0 | 0 | 0 | 0 | 0 | 0
| Cost of Capital | (6)=avg[(6D),(6op)]xWACC | £m | 0 | 0 | 0 | 0 | 0 | 0 | 0 | 0 | 0 | 0 | 0 | 0 | 0 | 0 | 0 | 0 | 0 | 0 | 0 | 0 | 0 | 0 | 0 | 0 | 0 | 0 | 0 | 0 | 0 | 0 | 0 | 0 | 0 | 0 | 0 | 0 | 0 | 0 | 0 | 0 | 0 | 0 | 0 | 0 | 0 | 0 | 0 | 0 | 0 | 0
| Total Capitalised Costs | (7)=(5)+(6) | £m | 0 | 0 | 0 | 0 | 0 | 0 | 0 | 0 | 0 | 0 | 0 | 0 | 0 | 0 | 0 | 0 | 0 | 0 | 0 | 0 | 0 | 0 | 0 | 0 | 0 | 0 | 0 | 0 | 0 | 0 | 0 | 0 | 0 | 0 | 0 | 0 | 0 | 0 | 0 | 0 | 0 | 0 | 0 | 0 | 0 | 0 | 0 | 0 | 0 | 0
| Total Non-Capitalised Costs |  |  | 0 | 0 | 0 | 0 | 0 | 0 | 0 | 0 | 0 | 0 | 0 | 0 | 0 | 0 | 0 | 0 | 0 | 0 | 0 | 0 | 0 | 0 | 0 | 0 | 0 | 0 | 0 | 0 | 0 | 0 | 0 | 0 | 0 | 0 | 0 | 0 | 0 | 0 | 0 | 0 | 0 | 0 | 0 | 0 | 0 | 0 | 0 | 0 | 0 | 0
| Total Direct Costs |  |  | 0 | 0 | 0 | 0 | 0 | 0 | 0 | 0 | 0 | 0 | 0 | 0 | 0 | 0 | 0 | 0 | 0 | 0 | 0 | 0 | 0 | 0 | 0 | 0 | 0 | 0 | 0 | 0 | 0 | 0 | 0 | 0 | 0 | 0 | 0 | 0 | 0 | 0 | 0 | 0 | 0 | 0 | 0 | 0 | 0 | 0 | 0 | 0 | 0 | 0
Non-Financial Costs/Benefits
Calculated values
| Category | Description |  | 2027 | 2028 | 2029 | 2030 | 2031 | 2032 | 2033 | 2034 | 2035 | 2036 | 2037 | 2038 | 2039 | 2040 | 2041 | 2042 | 2043 | 2044 | 2045 | 2046 | 2047 | 2048 | 2049 | 2050 | 2051 | 2052 | 2053 | 2054 | 2055 | 2056 | 2057 | 2058 | 2059 | 2060 | 2061 | 2062 | 2063 | 2064 | 2065 | 2066 | 2067 | 2068 | 2069 | 2070 | 2071 | 2072 | 2073 | 2074 | 2075 | 2076
Non-financial benefits/costs - values | Environmental | Leakage | £m | 0 | 0 | 0 | 0 | 0 | 0 | 0 | 0 | 0 | 0 | 0 | 0 | 0 | 0 | 0 | 0 | 0 | 0 | 0 | 0 | 0 | 0 | 0 | 0 | 0 | 0 | 0 | 0 | 0 | 0 | 0 | 0 | 0 | 0 | 0 | 0 | 0 | 0 | 0 | 0 | 0 | 0 | 0 | 0 | 0 | 0 | 0 | 0 | 0 | 0
| Environmental |  | £m
| Environmental |  | £m
| Safety | Fatality risk | £m | 0 | 0 | 0 | 0 | 0 | 0 | 0 | 0 | 0 | 0 | 0 | 0 | 0 | 0 | 0 | 0 | 0 | 0 | 0 | 0 | 0 | 0 | 0 | 0 | 0 | 0 | 0 | 0 | 0 | 0 | 0 | 0 | 0 | 0 | 0 | 0 | 0 | 0 | 0 | 0 | 0 | 0 | 0 | 0 | 0 | 0 | 0 | 0 | 0 | 0
| Safety | Non-Fatality risk | £m | 0 | 0 | 0 | 0 | 0 | 0 | 0 | 0 | 0 | 0 | 0 | 0 | 0 | 0 | 0 | 0 | 0 | 0 | 0 | 0 | 0 | 0 | 0 | 0 | 0 | 0 | 0 | 0 | 0 | 0 | 0 | 0 | 0 | 0 | 0 | 0 | 0 | 0 | 0 | 0 | 0 | 0 | 0 | 0 | 0 | 0 | 0 | 0 | 0 | 0
| Safety |  | £m
| Safety |  | £m
| Financial | NGN VF Financial Risk | £m
| Financial | NGN VF Customer Risk | £m
| Financial | NGN VF Compliance Risk | £m
| Other |  | £m
| Other |  | £m
Inputs
| Category | Description |  | 2027 | 2028 | 2029 | 2030 | 2031 | 2032 | 2033 | 2034 | 2035 | 2036 | 2037 | 2038 | 2039 | 2040 | 2041 | 2042 | 2043 | 2044 | 2045 | 2046 | 2047 | 2048 | 2049 | 2050 | 2051 | 2052 | 2053 | 2054 | 2055 | 2056 | 2057 | 2058 | 2059 | 2060 | 2061 | 2062 | 2063 | 2064 | 2065 | 2066 | 2067 | 2068 | 2069 | 2070 | 2071 | 2072 | 2073 | 2074 | 2075 | 2076
Non-financial benefits/costs - inputs | Environmental | Leakage | GWh
Environmental
Environmental
| Safety | Fatality risk
| Safety | Non-Fatality risk
Safety
Safety
Other
Other
Other
Other
Other
Alternative carbon calculations |  |  |  | 2027 | 2028 | 2029 | 2030 | 2031 | 2032 | 2033 | 2034 | 2035 | 2036 | 2037 | 2038 | 2039 | 2040 | 2041 | 2042 | 2043 | 2044 | 2045 | 2046 | 2047 | 2048 | 2049 | 2050 | 2051 | 2052 | 2053 | 2054 | 2055 | 2056 | 2057 | 2058 | 2059 | 2060 | 2061 | 2062 | 2063 | 2064 | 2065 | 2066 | 2067 | 2068 | 2069 | 2070 | 2071 | 2072 | 2073 | 2074 | 2075 | 2076
Environmental costs - low CO2 cost | Environmental | Leakage | £m | 0 | 0 | 0 | 0 | 0 | 0 | 0 | 0 | 0 | 0 | 0 | 0 | 0 | 0 | 0 | 0 | 0 | 0 | 0 | 0 | 0 | 0 | 0 | 0 | 0 | 0 | 0 | 0 | 0 | 0 | 0 | 0 | 0 | 0 | 0 | 0 | 0 | 0 | 0 | 0 | 0 | 0 | 0 | 0 | 0 | 0 | 0 | 0 | 0 | 0
| Environmental |  | £m
| Environmental |  | £m
Environmental costs - high CO2 cost | Environmental | Leakage | £m | 0 | 0 | 0 | 0 | 0 | 0 | 0 | 0 | 0 | 0 | 0 | 0 | 0 | 0 | 0 | 0 | 0 | 0 | 0 | 0 | 0 | 0 | 0 | 0 | 0 | 0 | 0 | 0 | 0 | 0 | 0 | 0 | 0 | 0 | 0 | 0 | 0 | 0 | 0 | 0 | 0 | 0 | 0 | 0 | 0 | 0 | 0 | 0 | 0 | 0
| Environmental |  | £m
| Environmental |  | £m
Net Present Values
Discount factors and summary
|  |  |  | 2027 | 2028 | 2029 | 2030 | 2031 | 2032 | 2033 | 2034 | 2035 | 2036 | 2037 | 2038 | 2039 | 2040 | 2041 | 2042 | 2043 | 2044 | 2045 | 2046 | 2047 | 2048 | 2049 | 2050 | 2051 | 2052 | 2053 | 2054 | 2055 | 2056 | 2057 | 2058 | 2059 | 2060 | 2061 | 2062 | 2063 | 2064 | 2065 | 2066 | 2067 | 2068 | 2069 | 2070 | 2071 | 2072 | 2073 | 2074 | 2075 | 2076
Discount factors | Discount factor (Non-Safety) | =1/[(1+SRTP)^n] | % | 100% | 96.62% | 93.35% | 90.19% | 87.14% | 84.2% | 81.35% | 78.6% | 75.94% | 73.37% | 70.89% | 68.49% | 66.18% | 63.94% | 61.78% | 59.69% | 57.67% | 55.72% | 53.84% | 52.02% | 50.26% | 48.56% | 46.92% | 45.33% | 43.8% | 42.31% | 40.88% | 39.5% | 38.17% | 36.87% | 35.63% | 34.59% | 33.58% | 32.6% | 31.65% | 30.73% | 29.84% | 28.97% | 28.12% | 27.31% | 26.51% | 25.74% | 24.99% | 24.26% | 23.55% | 22.87% | 22.2% | 21.56% | 20.93% | 20.32%
| Discount factor (Safety) | =1/[(1+HDR)^n] | % | 100% | 98.52% | 97.07% | 95.63% | 94.22% | 92.83% | 91.45% | 90.1% | 88.77% | 87.46% | 86.17% | 84.89% | 83.64% | 82.4% | 81.18% | 79.99% | 78.8% | 77.64% | 76.49% | 75.36% | 74.25% | 73.15% | 72.07% | 71% | 69.95% | 68.92% | 67.9% | 66.9% | 65.91% | 64.94% | 63.98% | 63.16% | 62.36% | 61.57% | 60.79% | 60.02% | 59.25% | 58.5% | 57.76% | 57.03% | 56.3% | 55.59% | 54.88% | 54.18% | 53.5% | 52.82% | 52.15% | 51.48% | 50.83% | 50.19%
Summary of discounted costs/benefits | Capex |  | £m | 0 | 0 | 0 | 0 | 0 | 0 | 0 | 0 | 0 | 0 | 0 | 0 | 0 | 0 | 0 | 0 | 0 | 0 | 0 | 0 | 0 | 0 | 0 | 0 | 0 | 0 | 0 | 0 | 0 | 0 | 0 | 0 | 0 | 0 | 0 | 0 | 0 | 0 | 0 | 0 | 0 | 0 | 0 | 0 | 0 | 0 | 0 | 0 | 0 | 0
| Opex |  | £m | 0 | 0 | 0 | 0 | 0 | 0 | 0 | 0 | 0 | 0 | 0 | 0 | 0 | 0 | 0 | 0 | 0 | 0 | 0 | 0 | 0 | 0 | 0 | 0 | 0 | 0 | 0 | 0 | 0 | 0 | 0 | 0 | 0 | 0 | 0 | 0 | 0 | 0 | 0 | 0 | 0 | 0 | 0 | 0 | 0 | 0 | 0 | 0 | 0 | 0
| Pass Through Costs |  | £m | 0 | 0 | 0 | 0 | 0 | 0 | 0 | 0 | 0 | 0 | 0 | 0 | 0 | 0 | 0 | 0 | 0 | 0 | 0 | 0 | 0 | 0 | 0 | 0 | 0 | 0 | 0 | 0 | 0 | 0 | 0 | 0 | 0 | 0 | 0 | 0 | 0 | 0 | 0 | 0 | 0 | 0 | 0 | 0 | 0 | 0 | 0 | 0 | 0 | 0
| Environmental - central CO2 cost |  | £m | 0 | 0 | 0 | 0 | 0 | 0 | 0 | 0 | 0 | 0 | 0 | 0 | 0 | 0 | 0 | 0 | 0 | 0 | 0 | 0 | 0 | 0 | 0 | 0 | 0 | 0 | 0 | 0 | 0 | 0 | 0 | 0 | 0 | 0 | 0 | 0 | 0 | 0 | 0 | 0 | 0 | 0 | 0 | 0 | 0 | 0 | 0 | 0 | 0 | 0
| Environmental - low CO2 cost |  | £m | 0 | 0 | 0 | 0 | 0 | 0 | 0 | 0 | 0 | 0 | 0 | 0 | 0 | 0 | 0 | 0 | 0 | 0 | 0 | 0 | 0 | 0 | 0 | 0 | 0 | 0 | 0 | 0 | 0 | 0 | 0 | 0 | 0 | 0 | 0 | 0 | 0 | 0 | 0 | 0 | 0 | 0 | 0 | 0 | 0 | 0 | 0 | 0 | 0 | 0
| Environmental - high CO2 cost |  | £m | 0 | 0 | 0 | 0 | 0 | 0 | 0 | 0 | 0 | 0 | 0 | 0 | 0 | 0 | 0 | 0 | 0 | 0 | 0 | 0 | 0 | 0 | 0 | 0 | 0 | 0 | 0 | 0 | 0 | 0 | 0 | 0 | 0 | 0 | 0 | 0 | 0 | 0 | 0 | 0 | 0 | 0 | 0 | 0 | 0 | 0 | 0 | 0 | 0 | 0
| Safety |  | £m | 0 | 0 | 0 | 0 | 0 | 0 | 0 | 0 | 0 | 0 | 0 | 0 | 0 | 0 | 0 | 0 | 0 | 0 | 0 | 0 | 0 | 0 | 0 | 0 | 0 | 0 | 0 | 0 | 0 | 0 | 0 | 0 | 0 | 0 | 0 | 0 | 0 | 0 | 0 | 0 | 0 | 0 | 0 | 0 | 0 | 0 | 0 | 0 | 0 | 0
| Financial |  | £m | 0 | 0 | 0 | 0 | 0 | 0 | 0 | 0 | 0 | 0 | 0 | 0 | 0 | 0 | 0 | 0 | 0 | 0 | 0 | 0 | 0 | 0 | 0 | 0 | 0 | 0 | 0 | 0 | 0 | 0 | 0 | 0 | 0 | 0 | 0 | 0 | 0 | 0 | 0 | 0 | 0 | 0 | 0 | 0 | 0 | 0 | 0 | 0 | 0 | 0
| Other |  | £m | 0 | 0 | 0 | 0 | 0 | 0 | 0 | 0 | 0 | 0 | 0 | 0 | 0 | 0 | 0 | 0 | 0 | 0 | 0 | 0 | 0 | 0 | 0 | 0 | 0 | 0 | 0 | 0 | 0 | 0 | 0 | 0 | 0 | 0 | 0 | 0 | 0 | 0 | 0 | 0 | 0 | 0 | 0 | 0 | 0 | 0 | 0 | 0 | 0 | 0
Annual Total | Total - central carbon cost |  | £m | 0 | 0 | 0 | 0 | 0 | 0 | 0 | 0 | 0 | 0 | 0 | 0 | 0 | 0 | 0 | 0 | 0 | 0 | 0 | 0 | 0 | 0 | 0 | 0 | 0 | 0 | 0 | 0 | 0 | 0 | 0 | 0 | 0 | 0 | 0 | 0 | 0 | 0 | 0 | 0 | 0 | 0 | 0 | 0 | 0 | 0 | 0 | 0 | 0 | 0
| Total - low carbon cost |  | £m | 0 | 0 | 0 | 0 | 0 | 0 | 0 | 0 | 0 | 0 | 0 | 0 | 0 | 0 | 0 | 0 | 0 | 0 | 0 | 0 | 0 | 0 | 0 | 0 | 0 | 0 | 0 | 0 | 0 | 0 | 0 | 0 | 0 | 0 | 0 | 0 | 0 | 0 | 0 | 0 | 0 | 0 | 0 | 0 | 0 | 0 | 0 | 0 | 0 | 0
| Total - high carbon cost |  | £m | 0 | 0 | 0 | 0 | 0 | 0 | 0 | 0 | 0 | 0 | 0 | 0 | 0 | 0 | 0 | 0 | 0 | 0 | 0 | 0 | 0 | 0 | 0 | 0 | 0 | 0 | 0 | 0 | 0 | 0 | 0 | 0 | 0 | 0 | 0 | 0 | 0 | 0 | 0 | 0 | 0 | 0 | 0 | 0 | 0 | 0 | 0 | 0 | 0 | 0
Net Present Value | NPV - central carbon cost |  | £m | 0 | 0 | 0 | 0 | 0 | 0 | 0 | 0 | 0 | 0 | 0 | 0 | 0 | 0 | 0 | 0 | 0 | 0 | 0 | 0 | 0 | 0 | 0 | 0 | 0 | 0 | 0 | 0 | 0 | 0 | 0 | 0 | 0 | 0 | 0 | 0 | 0 | 0 | 0 | 0 | 0 | 0 | 0 | 0 | 0 | 0 | 0 | 0 | 0 | 0
| NPV - low carbon cost |  | £m | 0 | 0 | 0 | 0 | 0 | 0 | 0 | 0 | 0 | 0 | 0 | 0 | 0 | 0 | 0 | 0 | 0 | 0 | 0 | 0 | 0 | 0 | 0 | 0 | 0 | 0 | 0 | 0 | 0 | 0 | 0 | 0 | 0 | 0 | 0 | 0 | 0 | 0 | 0 | 0 | 0 | 0 | 0 | 0 | 0 | 0 | 0 | 0 | 0 | 0
| NPV - high carbon cost |  | £m | 0 | 0 | 0 | 0 | 0 | 0 | 0 | 0 | 0 | 0 | 0 | 0 | 0 | 0 | 0 | 0 | 0 | 0 | 0 | 0 | 0 | 0 | 0 | 0 | 0 | 0 | 0 | 0 | 0 | 0 | 0 | 0 | 0 | 0 | 0 | 0 | 0 | 0 | 0 | 0 | 0 | 0 | 0 | 0 | 0 | 0 | 0 | 0 | 0 | 0
Comparison to baseline
|  |  |  | 2027 | 2028 | 2029 | 2030 | 2031 | 2032 | 2033 | 2034 | 2035 | 2036 | 2037 | 2038 | 2039 | 2040 | 2041 | 2042 | 2043 | 2044 | 2045 | 2046 | 2047 | 2048 | 2049 | 2050 | 2051 | 2052 | 2053 | 2054 | 2055 | 2056 | 2057 | 2058 | 2059 | 2060 | 2061 | 2062 | 2063 | 2064 | 2065 | 2066 | 2067 | 2068 | 2069 | 2070 | 2071 | 2072 | 2073 | 2074 | 2075 | 2076
Summary of discounted costs/benefits | Capex |  | £m | 0 | 0 | 0 | 0 | 0 | 0 | 0 | 0 | 0 | 0 | 0 | 0 | 0 | 0 | 0 | 0 | 0 | 0 | 0 | 0 | 0 | 0 | 0 | 0 | 0 | 0 | 0 | 0 | 0 | 0 | 0 | 0 | 0 | 0 | 0 | 0 | 0 | 0 | 0 | 0 | 0 | 0 | 0 | 0 | 0 | 0 | 0 | 0 | 0 | 0
| Opex |  | £m | 0.08584 | 0.29565 | 0.08337 | 0 | 0.080971 | 0 | 0.35623 | 0 | 0.076378 | 0 | 0.07418 | 0.26063 | 0.072046 | 0 | 0.069972 | 0 | 0.31266 | 0 | 0.066003 | 0 | 0.064104 | 0.22975 | 0.06226 | 0 | 0.060468 | 0 | 0.27444 | 0 | 0.057038 | 0 | 0.055397 | 0.20352 | 0.054326 | 0 | 0.053277 | 0 | 0.24802 | 0 | 0.051238 | 0 | 0.050247 | 0.18831 | 0.049276 | 0 | 0.048324 | 0 | 0.22853 | 0 | 0.046475 | 0
| Pass Through Costs |  | £m | 0 | 0 | 0 | 0 | 0 | 0 | 0 | 0 | 0 | 0 | 0 | 0 | 0 | 0 | 0 | 0 | 0 | 0 | 0 | 0 | 0 | 0 | 0 | 0 | 0 | 0 | 0 | 0 | 0 | 0 | 0 | 0 | 0 | 0 | 0 | 0 | 0 | 0 | 0 | 0 | 0 | 0 | 0 | 0 | 0 | 0 | 0 | 0 | 0 | 0
| Environmental - central CO2 cost |  | £m | 0 | 0 | 0 | 0 | 0 | 0 | 0 | 0 | 0 | 0 | 0 | 0 | 0 | 0 | 0 | 0 | 0 | 0 | 0 | 0 | 0 | 0 | 0 | 0 | 0 | 0 | 0 | 0 | 0 | 0 | 0 | 0 | 0 | 0 | 0 | 0 | 0 | 0 | 0 | 0 | 0 | 0 | 0 | 0 | 0 | 0 | 0 | 0 | 0 | 0
| Environmental - low CO2 cost |  | £m | 0 | 0 | 0 | 0 | 0 | 0 | 0 | 0 | 0 | 0 | 0 | 0 | 0 | 0 | 0 | 0 | 0 | 0 | 0 | 0 | 0 | 0 | 0 | 0 | 0 | 0 | 0 | 0 | 0 | 0 | 0 | 0 | 0 | 0 | 0 | 0 | 0 | 0 | 0 | 0 | 0 | 0 | 0 | 0 | 0 | 0 | 0 | 0 | 0 | 0
| Environmental - high CO2 cost |  | £m | 0 | 0 | 0 | 0 | 0 | 0 | 0 | 0 | 0 | 0 | 0 | 0 | 0 | 0 | 0 | 0 | 0 | 0 | 0 | 0 | 0 | 0 | 0 | 0 | 0 | 0 | 0 | 0 | 0 | 0 | 0 | 0 | 0 | 0 | 0 | 0 | 0 | 0 | 0 | 0 | 0 | 0 | 0 | 0 | 0 | 0 | 0 | 0 | 0 | 0
| Safety |  | £m | 0 | 0 | 0 | 0 | 0 | 0 | 0 | 0 | 0 | 0 | 0 | 0 | 0 | 0 | 0 | 0 | 0 | 0 | 0 | 0 | 0 | 0 | 0 | 0 | 0 | 0 | 0 | 0 | 0 | 0 | 0 | 0 | 0 | 0 | 0 | 0 | 0 | 0 | 0 | 0 | 0 | 0 | 0 | 0 | 0 | 0 | 0 | 0 | 0 | 0
| Financial |  |  | 9.297 | 9.0614 | 8.8325 | 8.61 | 8.3937 | 8.1836 | 7.9794 | 7.781 | 7.5882 | 7.4009 | 7.2188 | 7.042 | 6.8701 | 6.7031 | 6.5409 | 6.3833 | 6.2302 | 6.0815 | 5.937 | 5.7967 | 5.6604 | 5.528 | 5.3994 | 5.2745 | 5.1532 | 5.0354 | 4.921 | 4.81 | 4.7022 | 4.5975 | 4.4959 | 4.4186 | 4.3434 | 4.2702 | 4.199 | 4.1298 | 4.0624 | 3.9969 | 3.9333 | 3.8714 | 3.8113 | 3.7529 | 3.6963 | 3.6412 | 3.5878 | 3.536 | 3.4858 | 3.4371 | 3.3899 | 3.3441
| Other |  | £m | 0 | 0 | 0 | 0 | 0 | 0 | 0 | 0 | 0 | 0 | 0 | 0 | 0 | 0 | 0 | 0 | 0 | 0 | 0 | 0 | 0 | 0 | 0 | 0 | 0 | 0 | 0 | 0 | 0 | 0 | 0 | 0 | 0 | 0 | 0 | 0 | 0 | 0 | 0 | 0 | 0 | 0 | 0 | 0 | 0 | 0 | 0 | 0 | 0 | 0
Annual Total | Total - central carbon cost |  | £m | 9.3828 | 9.3571 | 8.9158 | 8.61 | 8.4747 | 8.1836 | 8.3357 | 7.781 | 7.6646 | 7.4009 | 7.293 | 7.3026 | 6.9422 | 6.7031 | 6.6109 | 6.3833 | 6.5429 | 6.0815 | 6.003 | 5.7967 | 5.7245 | 5.7577 | 5.4616 | 5.2745 | 5.2137 | 5.0354 | 5.1955 | 4.81 | 4.7592 | 4.5975 | 4.5513 | 4.6221 | 4.3977 | 4.2702 | 4.2523 | 4.1298 | 4.3104 | 3.9969 | 3.9845 | 3.8714 | 3.8616 | 3.9413 | 3.7455 | 3.6412 | 3.6361 | 3.536 | 3.7143 | 3.4371 | 3.4363 | 3.3441
| Total - low carbon cost |  | £m | 9.3828 | 9.3571 | 8.9158 | 8.61 | 8.4747 | 8.1836 | 8.3357 | 7.781 | 7.6646 | 7.4009 | 7.293 | 7.3026 | 6.9422 | 6.7031 | 6.6109 | 6.3833 | 6.5429 | 6.0815 | 6.003 | 5.7967 | 5.7245 | 5.7577 | 5.4616 | 5.2745 | 5.2137 | 5.0354 | 5.1955 | 4.81 | 4.7592 | 4.5975 | 4.5513 | 4.6221 | 4.3977 | 4.2702 | 4.2523 | 4.1298 | 4.3104 | 3.9969 | 3.9845 | 3.8714 | 3.8616 | 3.9413 | 3.7455 | 3.6412 | 3.6361 | 3.536 | 3.7143 | 3.4371 | 3.4363 | 3.3441
| Total - high carbon cost |  | £m | 9.3828 | 9.3571 | 8.9158 | 8.61 | 8.4747 | 8.1836 | 8.3357 | 7.781 | 7.6646 | 7.4009 | 7.293 | 7.3026 | 6.9422 | 6.7031 | 6.6109 | 6.3833 | 6.5429 | 6.0815 | 6.003 | 5.7967 | 5.7245 | 5.7577 | 5.4616 | 5.2745 | 5.2137 | 5.0354 | 5.1955 | 4.81 | 4.7592 | 4.5975 | 4.5513 | 4.6221 | 4.3977 | 4.2702 | 4.2523 | 4.1298 | 4.3104 | 3.9969 | 3.9845 | 3.8714 | 3.8616 | 3.9413 | 3.7455 | 3.6412 | 3.6361 | 3.536 | 3.7143 | 3.4371 | 3.4363 | 3.3441
Net Present Value | Total - central carbon cost |  | £m | 9.3828 | 18.7399 | 27.6557 | 36.2657 | 44.7404 | 52.924 | 61.2597 | 69.0407 | 76.7053 | 84.1062 | 91.3992 | 98.7018 | 105.644 | 112.3471 | 118.958 | 125.3414 | 131.8843 | 137.9658 | 143.9688 | 149.7655 | 155.4899 | 161.2477 | 166.7093 | 171.9838 | 177.1974 | 182.2328 | 187.4283 | 192.2383 | 196.9975 | 201.5951 | 206.1464 | 210.7685 | 215.1663 | 219.4365 | 223.6888 | 227.8185 | 232.129 | 236.1259 | 240.1104 | 243.9818 | 247.8434 | 251.7847 | 255.5302 | 259.1714 | 262.8076 | 266.3436 | 270.0579 | 273.4949 | 276.9313 | 280.2754
| Total - low carbon cost |  | £m | 9.3828 | 18.7399 | 27.6557 | 36.2657 | 44.7404 | 52.924 | 61.2597 | 69.0407 | 76.7053 | 84.1062 | 91.3992 | 98.7018 | 105.644 | 112.3471 | 118.958 | 125.3414 | 131.8843 | 137.9658 | 143.9688 | 149.7655 | 155.4899 | 161.2477 | 166.7093 | 171.9838 | 177.1974 | 182.2328 | 187.4283 | 192.2383 | 196.9975 | 201.5951 | 206.1464 | 210.7685 | 215.1663 | 219.4365 | 223.6888 | 227.8185 | 232.129 | 236.1259 | 240.1104 | 243.9818 | 247.8434 | 251.7847 | 255.5302 | 259.1714 | 262.8076 | 266.3436 | 270.0579 | 273.4949 | 276.9313 | 280.2754
| Total - high carbon cost |  | £m | 9.3828 | 18.7399 | 27.6557 | 36.2657 | 44.7404 | 52.924 | 61.2597 | 69.0407 | 76.7053 | 84.1062 | 91.3992 | 98.7018 | 105.644 | 112.3471 | 118.958 | 125.3414 | 131.8843 | 137.9658 | 143.9688 | 149.7655 | 155.4899 | 161.2477 | 166.7093 | 171.9838 | 177.1974 | 182.2328 | 187.4283 | 192.2383 | 196.9975 | 201.5951 | 206.1464 | 210.7685 | 215.1663 | 219.4365 | 223.6888 | 227.8185 | 232.129 | 236.1259 | 240.1104 | 243.9818 | 247.8434 | 251.7847 | 255.5302 | 259.1714 | 262.8076 | 266.3436 | 270.0579 | 273.4949 | 276.9313 | 280.2754
|  |  |  | 2027 | 2028 | 2029 | 2030 | 2031 | 2032 | 2033 | 2034 | 2035 | 2036 | 2037 | 2038 | 2039 | 2040 | 2041 | 2042 | 2043 | 2044 | 2045 | 2046 | 2047 | 2048 | 2049 | 2050 | 2051 | 2052 | 2053 | 2054 | 2055 | 2056 | 2057 | 2058 | 2059 | 2060 | 2061 | 2062 | 2063 | 2064 | 2065 | 2066 | 2067 | 2068 | 2069 | 2070 | 2071 | 2072 | 2073 | 2074 | 2075 | 2076
| Monetised risk - memo line |  | £m
Note on B10: Ofgem: Enter as year (eg 2027)
Note on C158: Duncan Innes:GT/GD
Note on C161: Duncan Innes: All sectors
Note on C162: Duncan Innes: All sectors
Note on B229: Ofgem: This line records the total monetised risk of the modelled scenario. It acts as a cross-reference between the CBA and NARM BPDTs and should not directly link to any formulas in the CBA analysis above.

## Option_7 Workings (hidden)
Additional cost/benefit explanations
Please provide a short explanation of any additional cost/benefit lines that have been completed in addition to the pre-populated ones. This should include both a description of the nature of the cost/benefit, and an explanation of how the value was calculated, citing appropriate sources (eg for relevant global warming potentials). If an explanation has been provided within the EJP, then simply provide a reference to the relevant page number.
Long term cost/benefit assumptions
Please briefly summarise the assumptions you have used to calculate long-term (ie beyond the duration of the RIIO3 price control) costs and other inputs (eg "Opex assumed to increase at 1%/year based on historic trends"). In most cases we would expect these to be the same across the baseline and different options, but where this is not the case additional tabs can be completed as necessary. If detailed descriptions are required (eg to explain assumptions around whole life costs of assets) these should be included as part of the EJP
Capex
Opex
Leakage
Fatality risk
Non-Fatality risk
Cost cross-referencing
If there is any explanation required on how the cost data set out in the EJP totals to the lines in the CBA, please provide it here.

## Option_8 (hidden)
Summary | [7 empty] | Text Descriptions
[8 empty] | Option Description - this should allow us to quickly recognise the option being assessed (based on descriptions in the EJP and other documents) and distinguish it both from other investment areas and from other options. If appropriate, please provide sitemaps, photos or any other documents that will help with this identification (likely to be relevant for major projects rather than asset classes) | [6 empty] | Stakeholder Support Summary - please provide a synopsis which details the feedback from stakeholder group(s)
Option Name |  |  |  | Date Undertaken:
Scheme Reference ID
Expenditure Type |  |  |  | Authorised By:
Preferred Option (Y/N)
Spend Area (Please include relevant RRP/BPDT Table Reference)
First year of expenditure outflow | 2027
Payback position at year | Central CO2 Cost - PV of costs & benefits (£m) | Central CO2 Cost - NPV relative to baseline (£m) | Low CO2 cost - PV of costs & benefits (£m) | Low CO2 cost - NPV relative to baseline (£m) | High CO2 cost - PV of costs & benefits (£m) | High CO2 cost - NPV relative to baseline (£m)
2035 | 0 | 76.7053 | 0 | 76.7053 | 0 | 76.7053
2040 | 0 | 112.3471 | 0 | 112.3471 | 0 | 112.3471
2045 | 0 | 143.9688 | 0 | 143.9688 | 0 | 143.9688
2050 | 0 | 171.9838 | 0 | 171.9838 | 0 | 171.9838
2060 | 0 | 219.4365 | 0 | 219.4365 | 0 | 219.4365
2070 | 0 | 259.1714 | 0 | 259.1714 | 0 | 259.1714
Capitalisation rate | 33.7% | [6 empty] | Engineering Justification Summary - please provide a synopsis & share the document which articulates the full detailed explanation | [6 empty] | Company View - please provide a synopsis which details your view of how beneficial this option is.
Expenditure Profile - Summary
| 2027 | 2028 | 2029 | 2030 | 2031 | Post RIIO3
| (£m) | (£m) | (£m) | (£m) | (£m) | (£m)
Capitalised costs | 0 | 0 | 0 | 0 | 0 | 0
Non-capitalised costs | 0 | 0 | 0 | 0 | 0 | 0
| Asset Class | Unit | Comments
Output
Financial Costs
Inputs
|  |  |  | RIIO3 |  |  |  |  | RIIO4 |  |  |  |  | RIIO5 |  |  |  |  | RIIO6 |  |  |  |  | RIIO7 |  |  |  |  | RIIO8 |  |  |  |  | RIIO9 |  |  |  |  | RIIO10 |  |  |  |  | RIIO11 |  |  |  |  | RIIO12
|  |  |  | 1 | 2 | 3 | 4 | 5 | 6 | 7 | 8 | 9 | 10 | 11 | 12 | 13 | 14 | 15 | 16 | 17 | 18 | 19 | 20 | 21 | 22 | 23 | 24 | 25 | 26 | 27 | 28 | 29 | 30 | 31 | 32 | 33 | 34 | 35 | 36 | 37 | 38 | 39 | 40 | 41 | 42 | 43 | 44 | 45 | 46 | 47 | 48 | 49 | 50
| Asset Class | Intervention type |  | 2027 | 2028 | 2029 | 2030 | 2031 | 2032 | 2033 | 2034 | 2035 | 2036 | 2037 | 2038 | 2039 | 2040 | 2041 | 2042 | 2043 | 2044 | 2045 | 2046 | 2047 | 2048 | 2049 | 2050 | 2051 | 2052 | 2053 | 2054 | 2055 | 2056 | 2057 | 2058 | 2059 | 2060 | 2061 | 2062 | 2063 | 2064 | 2065 | 2066 | 2067 | 2068 | 2069 | 2070 | 2071 | 2072 | 2073 | 2074 | 2075 | 2076
Capex/Repex |  |  | £m
£m
£m
£m
£m
£m
£m
£m
£m
£m
| Total Capex | (1) | £m | 0 | 0 | 0 | 0 | 0 | 0 | 0 | 0 | 0 | 0 | 0 | 0 | 0 | 0 | 0 | 0 | 0 | 0 | 0 | 0 | 0 | 0 | 0 | 0 | 0 | 0 | 0 | 0 | 0 | 0 | 0 | 0 | 0 | 0 | 0 | 0 | 0 | 0 | 0 | 0 | 0 | 0 | 0 | 0 | 0 | 0 | 0 | 0 | 0 | 0
Associated direct opex |  |  | £m
£m
£m
£m
£m
| Total Opex |  | £m | 0 | 0 | 0 | 0 | 0 | 0 | 0 | 0 | 0 | 0 | 0 | 0 | 0 | 0 | 0 | 0 | 0 | 0 | 0 | 0 | 0 | 0 | 0 | 0 | 0 | 0 | 0 | 0 | 0 | 0 | 0 | 0 | 0 | 0 | 0 | 0 | 0 | 0 | 0 | 0 | 0 | 0 | 0 | 0 | 0 | 0 | 0 | 0 | 0 | 0
Pass through costs | Leakage |  | £m | 0 | 0 | 0 | 0 | 0 | 0 | 0 | 0 | 0 | 0 | 0 | 0 | 0 | 0 | 0 | 0 | 0 | 0 | 0 | 0 | 0 | 0 | 0 | 0 | 0 | 0 | 0 | 0 | 0 | 0 | 0 | 0 | 0 | 0 | 0 | 0 | 0 | 0 | 0 | 0 | 0 | 0 | 0 | 0 | 0 | 0 | 0 | 0 | 0 | 0
£m
| Total Pass Through Costs |  | £m | 0 | 0 | 0 | 0 | 0 | 0 | 0 | 0 | 0 | 0 | 0 | 0 | 0 | 0 | 0 | 0 | 0 | 0 | 0 | 0 | 0 | 0 | 0 | 0 | 0 | 0 | 0 | 0 | 0 | 0 | 0 | 0 | 0 | 0 | 0 | 0 | 0 | 0 | 0 | 0 | 0 | 0 | 0 | 0 | 0 | 0 | 0 | 0 | 0 | 0
Annual cost calculations |  |  |  | 2027 | 2028 | 2029 | 2030 | 2031 | 2032 | 2033 | 2034 | 2035 | 2036 | 2037 | 2038 | 2039 | 2040 | 2041 | 2042 | 2043 | 2044 | 2045 | 2046 | 2047 | 2048 | 2049 | 2050 | 2051 | 2052 | 2053 | 2054 | 2055 | 2056 | 2057 | 2058 | 2059 | 2060 | 2061 | 2062 | 2063 | 2064 | 2065 | 2066 | 2067 | 2068 | 2069 | 2070 | 2071 | 2072 | 2073 | 2074 | 2075 | 2076
| Capitalisation rates | (2) | % | 33.7% | 33.7% | 33.7% | 33.7% | 33.7% | 33.7% | 33.7% | 33.7% | 33.7% | 33.7% | 33.7% | 33.7% | 33.7% | 33.7% | 33.7% | 33.7% | 33.7% | 33.7% | 33.7% | 33.7% | 33.7% | 33.7% | 33.7% | 0% | 0% | 0% | 0% | 0% | 0% | 0% | 0% | 0% | 0% | 0% | 0% | 0% | 0% | 0% | 0% | 0% | 0% | 0% | 0% | 0% | 0% | 0% | 0% | 0% | 0% | 0%
| Capitalised investment | (3)=(1)x(2) | £m | 0 | 0 | 0 | 0 | 0 | 0 | 0 | 0 | 0 | 0 | 0 | 0 | 0 | 0 | 0 | 0 | 0 | 0 | 0 | 0 | 0 | 0 | 0 | 0 | 0 | 0 | 0 | 0 | 0 | 0 | 0 | 0 | 0 | 0 | 0 | 0 | 0 | 0 | 0 | 0 | 0 | 0 | 0 | 0 | 0 | 0 | 0 | 0 | 0 | 0
| Investment to be expensed | (4)=(1)-(3) | £m | 0 | 0 | 0 | 0 | 0 | 0 | 0 | 0 | 0 | 0 | 0 | 0 | 0 | 0 | 0 | 0 | 0 | 0 | 0 | 0 | 0 | 0 | 0 | 0 | 0 | 0 | 0 | 0 | 0 | 0 | 0 | 0 | 0 | 0 | 0 | 0 | 0 | 0 | 0 | 0 | 0 | 0 | 0 | 0 | 0 | 0 | 0 | 0 | 0 | 0
| 2027 Depreciation | (5)2027=(3)2027*Dep_ratet | £m |  | 0 | 0 | 0 | 0 | 0 | 0 | 0 | 0 | 0 | 0 | 0 | 0 | 0 | 0 | 0 | 0 | 0 | 0 | 0 | 0 | 0 | 0 | 0 | 0 | 0 | 0 | 0 | 0 | 0 | 0 | 0 | 0 | 0 | 0 | 0 | 0 | 0 | 0 | 0 | 0 | 0 | 0 | 0 | 0 | 0 | 0 | 0 | 0 | 0
| 2028 Depreciation | (5)2028=(3)2028*Dep_ratet | £m |  |  | 0 | 0 | 0 | 0 | 0 | 0 | 0 | 0 | 0 | 0 | 0 | 0 | 0 | 0 | 0 | 0 | 0 | 0 | 0 | 0 | 0 | 0 | 0 | 0 | 0 | 0 | 0 | 0 | 0 | 0 | 0 | 0 | 0 | 0 | 0 | 0 | 0 | 0 | 0 | 0 | 0 | 0 | 0 | 0 | 0 | 0 | 0 | 0
| 2029 Depreciation | (5)2029=(3)2029*Dep_ratet | £m |  |  |  | 0 | 0 | 0 | 0 | 0 | 0 | 0 | 0 | 0 | 0 | 0 | 0 | 0 | 0 | 0 | 0 | 0 | 0 | 0 | 0 | 0 | 0 | 0 | 0 | 0 | 0 | 0 | 0 | 0 | 0 | 0 | 0 | 0 | 0 | 0 | 0 | 0 | 0 | 0 | 0 | 0 | 0 | 0 | 0 | 0 | 0 | 0
| 2030 Depreciation | (5)2030=(3)2030*Dep_ratet | £m |  |  |  |  | 0 | 0 | 0 | 0 | 0 | 0 | 0 | 0 | 0 | 0 | 0 | 0 | 0 | 0 | 0 | 0 | 0 | 0 | 0 | 0 | 0 | 0 | 0 | 0 | 0 | 0 | 0 | 0 | 0 | 0 | 0 | 0 | 0 | 0 | 0 | 0 | 0 | 0 | 0 | 0 | 0 | 0 | 0 | 0 | 0 | 0
| 2031 Depreciation | (5)2031=(3)2031*Dep_ratet | £m | [5 empty] | 0 | 0 | 0 | 0 | 0 | 0 | 0 | 0 | 0 | 0 | 0 | 0 | 0 | 0 | 0 | 0 | 0 | 0 | 0 | 0 | 0 | 0 | 0 | 0 | 0 | 0 | 0 | 0 | 0 | 0 | 0 | 0 | 0 | 0 | 0 | 0 | 0 | 0 | 0 | 0 | 0 | 0 | 0 | 0 | 0
| 2032 Depreciation | (5)2032=(3)2032*Dep_ratet | £m | [6 empty] | 0 | 0 | 0 | 0 | 0 | 0 | 0 | 0 | 0 | 0 | 0 | 0 | 0 | 0 | 0 | 0 | 0 | 0 | 0 | 0 | 0 | 0 | 0 | 0 | 0 | 0 | 0 | 0 | 0 | 0 | 0 | 0 | 0 | 0 | 0 | 0 | 0 | 0 | 0 | 0 | 0 | 0 | 0 | 0
| 2033 Depreciation | (5)2033=(3)2033*Dep_ratet | £m | [7 empty] | 0 | 0 | 0 | 0 | 0 | 0 | 0 | 0 | 0 | 0 | 0 | 0 | 0 | 0 | 0 | 0 | 0 | 0 | 0 | 0 | 0 | 0 | 0 | 0 | 0 | 0 | 0 | 0 | 0 | 0 | 0 | 0 | 0 | 0 | 0 | 0 | 0 | 0 | 0 | 0 | 0 | 0 | 0
| 2034 Depreciation | (5)2034=(3)2034*Dep_ratet | £m | [8 empty] | 0 | 0 | 0 | 0 | 0 | 0 | 0 | 0 | 0 | 0 | 0 | 0 | 0 | 0 | 0 | 0 | 0 | 0 | 0 | 0 | 0 | 0 | 0 | 0 | 0 | 0 | 0 | 0 | 0 | 0 | 0 | 0 | 0 | 0 | 0 | 0 | 0 | 0 | 0 | 0 | 0 | 0
| 2035 Depreciation | (5)2035=(3)2035*Dep_ratet | £m | [9 empty] | 0 | 0 | 0 | 0 | 0 | 0 | 0 | 0 | 0 | 0 | 0 | 0 | 0 | 0 | 0 | 0 | 0 | 0 | 0 | 0 | 0 | 0 | 0 | 0 | 0 | 0 | 0 | 0 | 0 | 0 | 0 | 0 | 0 | 0 | 0 | 0 | 0 | 0 | 0 | 0 | 0
| 2036 Depreciation | (5)2036=(3)2036*Dep_ratet | £m | [10 empty] | 0 | 0 | 0 | 0 | 0 | 0 | 0 | 0 | 0 | 0 | 0 | 0 | 0 | 0 | 0 | 0 | 0 | 0 | 0 | 0 | 0 | 0 | 0 | 0 | 0 | 0 | 0 | 0 | 0 | 0 | 0 | 0 | 0 | 0 | 0 | 0 | 0 | 0 | 0 | 0
| 2037 Depreciation | (5)2037=(3)2037*Dep_ratet | £m | [11 empty] | 0 | 0 | 0 | 0 | 0 | 0 | 0 | 0 | 0 | 0 | 0 | 0 | 0 | 0 | 0 | 0 | 0 | 0 | 0 | 0 | 0 | 0 | 0 | 0 | 0 | 0 | 0 | 0 | 0 | 0 | 0 | 0 | 0 | 0 | 0 | 0 | 0 | 0 | 0
| 2038 Depreciation | (5)2038=(3)2038*Dep_ratet | £m | [12 empty] | 0 | 0 | 0 | 0 | 0 | 0 | 0 | 0 | 0 | 0 | 0 | 0 | 0 | 0 | 0 | 0 | 0 | 0 | 0 | 0 | 0 | 0 | 0 | 0 | 0 | 0 | 0 | 0 | 0 | 0 | 0 | 0 | 0 | 0 | 0 | 0 | 0 | 0
| 2039 Depreciation | (5)2039=(3)2039*Dep_ratet | £m | [13 empty] | 0 | 0 | 0 | 0 | 0 | 0 | 0 | 0 | 0 | 0 | 0 | 0 | 0 | 0 | 0 | 0 | 0 | 0 | 0 | 0 | 0 | 0 | 0 | 0 | 0 | 0 | 0 | 0 | 0 | 0 | 0 | 0 | 0 | 0 | 0 | 0 | 0
| 2040 Depreciation | (5)2040=(3)2040*Dep_ratet | £m | [14 empty] | 0 | 0 | 0 | 0 | 0 | 0 | 0 | 0 | 0 | 0 | 0 | 0 | 0 | 0 | 0 | 0 | 0 | 0 | 0 | 0 | 0 | 0 | 0 | 0 | 0 | 0 | 0 | 0 | 0 | 0 | 0 | 0 | 0 | 0 | 0 | 0
| 2041 Depreciation | (5)2041=(3)2041*Dep_ratet | £m | [15 empty] | 0 | 0 | 0 | 0 | 0 | 0 | 0 | 0 | 0 | 0 | 0 | 0 | 0 | 0 | 0 | 0 | 0 | 0 | 0 | 0 | 0 | 0 | 0 | 0 | 0 | 0 | 0 | 0 | 0 | 0 | 0 | 0 | 0 | 0 | 0
| 2042 Depreciation | (5)2042=(3)2042*Dep_ratet | £m | [16 empty] | 0 | 0 | 0 | 0 | 0 | 0 | 0 | 0 | 0 | 0 | 0 | 0 | 0 | 0 | 0 | 0 | 0 | 0 | 0 | 0 | 0 | 0 | 0 | 0 | 0 | 0 | 0 | 0 | 0 | 0 | 0 | 0 | 0 | 0
| 2043 Depreciation | (5)2043=(3)2043*Dep_ratet | £m | [17 empty] | 0 | 0 | 0 | 0 | 0 | 0 | 0 | 0 | 0 | 0 | 0 | 0 | 0 | 0 | 0 | 0 | 0 | 0 | 0 | 0 | 0 | 0 | 0 | 0 | 0 | 0 | 0 | 0 | 0 | 0 | 0 | 0 | 0
| 2044 Depreciation | (5)2044=(3)2044*Dep_ratet | £m | [18 empty] | 0 | 0 | 0 | 0 | 0 | 0 | 0 | 0 | 0 | 0 | 0 | 0 | 0 | 0 | 0 | 0 | 0 | 0 | 0 | 0 | 0 | 0 | 0 | 0 | 0 | 0 | 0 | 0 | 0 | 0 | 0 | 0
| 2045 Depreciation | (5)2045=(3)2045*Dep_ratet | £m | [19 empty] | 0 | 0 | 0 | 0 | 0 | 0 | 0 | 0 | 0 | 0 | 0 | 0 | 0 | 0 | 0 | 0 | 0 | 0 | 0 | 0 | 0 | 0 | 0 | 0 | 0 | 0 | 0 | 0 | 0 | 0 | 0
| 2046 Depreciation | (5)2046=(3)2046*Dep_ratet | £m | [20 empty] | 0 | 0 | 0 | 0 | 0 | 0 | 0 | 0 | 0 | 0 | 0 | 0 | 0 | 0 | 0 | 0 | 0 | 0 | 0 | 0 | 0 | 0 | 0 | 0 | 0 | 0 | 0 | 0 | 0 | 0
| 2047 Depreciation | (5)2047=(3)2047*Dep_ratet | £m | 2048: 0; 2049: 0; 2050: 0; 2051: 0; 2052: 0; 2053: 0; 2054: 0; 2055: 0; 2056: 0; 2057: 0; 2058: 0; 2059: 0; 2060: 0; 2061: 0; 2062: 0; 2063: 0; 2064: 0; 2065: 0; 2066: 0; 2067: 0; 2068: 0; 2069: 0; 2070: 0; 2071: 0; 2072: 0; 2073: 0; 2074: 0; 2075: 0; 2076: 0
| 2048 Depreciation | (5)2048=(3)2048*Dep_ratet | £m | 2049: 0; 2050: 0; 2051: 0; 2052: 0; 2053: 0; 2054: 0; 2055: 0; 2056: 0; 2057: 0; 2058: 0; 2059: 0; 2060: 0; 2061: 0; 2062: 0; 2063: 0; 2064: 0; 2065: 0; 2066: 0; 2067: 0; 2068: 0; 2069: 0; 2070: 0; 2071: 0; 2072: 0; 2073: 0; 2074: 0; 2075: 0; 2076: 0
| 2049 Depreciation | (5)2049=(3)2049*Dep_ratet | £m | 2050: 0; 2051: 0; 2052: 0; 2053: 0; 2054: 0; 2055: 0; 2056: 0; 2057: 0; 2058: 0; 2059: 0; 2060: 0; 2061: 0; 2062: 0; 2063: 0; 2064: 0; 2065: 0; 2066: 0; 2067: 0; 2068: 0; 2069: 0; 2070: 0; 2071: 0; 2072: 0; 2073: 0; 2074: 0; 2075: 0; 2076: 0
| 2050 Depreciation | (5)2050=(3)2050*Dep_ratet | £m
| 2051 Depreciation | (5)2051=(3)2051*Dep_ratet | £m
| 2052 Depreciation | (5)2052=(3)2052*Dep_ratet | £m
| 2053 Depreciation | (5)2053=(3)2053*Dep_ratet | £m
| 2054 Depreciation | (5)2054=(3)2054*Dep_ratet | £m
| 2055 Depreciation | (5)2055=(3)2055*Dep_ratet | £m
| 2056 Depreciation | (5)2056=(3)2056*Dep_ratet | £m
| 2057 Depreciation | (5)2057=(3)2057*Dep_ratet | £m
| 2058 Depreciation | (5)2058=(3)2058*Dep_ratet | £m
| 2059 Depreciation | (5)2059=(3)2059*Dep_ratet | £m
| 2060 Depreciation | (5)2060=(3)2060*Dep_ratet | £m
| 2061 Depreciation | (5)2061=(3)2061*Dep_ratet | £m
| 2062 Depreciation | (5)2062=(3)2062*Dep_ratet | £m
| 2063 Depreciation | (5)2063=(3)2063*Dep_ratet | £m
| 2064 Depreciation | (5)2064=(3)2064*Dep_ratet | £m
| 2065 Depreciation | (5)2065=(3)2065*Dep_ratet | £m
| 2066 Depreciation | (5)2066=(3)2066*Dep_ratet | £m
| 2067 Depreciation | (5)2067=(3)2067*Dep_ratet | £m
| 2068 Depreciation | (5)2068=(3)2068*Dep_ratet | £m
| 2069 Depreciation | (5)2069=(3)2069*Dep_ratet | £m
| 2070 Depreciation | (5)2070=(3)2070*Dep_ratet | £m
| Depreciation | (5)=∑(5)t | £m | 0 | 0 | 0 | 0 | 0 | 0 | 0 | 0 | 0 | 0 | 0 | 0 | 0 | 0 | 0 | 0 | 0 | 0 | 0 | 0 | 0 | 0 | 0 | 0 | 0 | 0 | 0 | 0 | 0 | 0 | 0 | 0 | 0 | 0 | 0 | 0 | 0 | 0 | 0 | 0 | 0 | 0 | 0 | 0 | 0 | 0 | 0 | 0 | 0 | 0
| Opening RAV balance | (6op)t=(6cl)t-1 | £m | 0 | 0 | 0 | 0 | 0 | 0 | 0 | 0 | 0 | 0 | 0 | 0 | 0 | 0 | 0 | 0 | 0 | 0 | 0 | 0 | 0 | 0 | 0 | 0 | 0 | 0 | 0 | 0 | 0 | 0 | 0 | 0 | 0 | 0 | 0 | 0 | 0 | 0 | 0 | 0 | 0 | 0 | 0 | 0 | 0 | 0 | 0 | 0 | 0 | 0
| Discounted RAV balance | (6D)=(6cl)*(1/1+WACC)) | £m | 0 | 0 | 0 | 0 | 0 | 0 | 0 | 0 | 0 | 0 | 0 | 0 | 0 | 0 | 0 | 0 | 0 | 0 | 0 | 0 | 0 | 0 | 0 | 0 | 0 | 0 | 0 | 0 | 0 | 0 | 0 | 0 | 0 | 0 | 0 | 0 | 0 | 0 | 0 | 0 | 0 | 0 | 0 | 0 | 0 | 0 | 0 | 0 | 0 | 0
| Closing RAV balance | (6cl)=(3)-(5)+(6op) | £m | 0 | 0 | 0 | 0 | 0 | 0 | 0 | 0 | 0 | 0 | 0 | 0 | 0 | 0 | 0 | 0 | 0 | 0 | 0 | 0 | 0 | 0 | 0 | 0 | 0 | 0 | 0 | 0 | 0 | 0 | 0 | 0 | 0 | 0 | 0 | 0 | 0 | 0 | 0 | 0 | 0 | 0 | 0 | 0 | 0 | 0 | 0 | 0 | 0 | 0
| Cost of Capital | (6)=avg[(6D),(6op)]xWACC | £m | 0 | 0 | 0 | 0 | 0 | 0 | 0 | 0 | 0 | 0 | 0 | 0 | 0 | 0 | 0 | 0 | 0 | 0 | 0 | 0 | 0 | 0 | 0 | 0 | 0 | 0 | 0 | 0 | 0 | 0 | 0 | 0 | 0 | 0 | 0 | 0 | 0 | 0 | 0 | 0 | 0 | 0 | 0 | 0 | 0 | 0 | 0 | 0 | 0 | 0
| Total Capitalised Costs | (7)=(5)+(6) | £m | 0 | 0 | 0 | 0 | 0 | 0 | 0 | 0 | 0 | 0 | 0 | 0 | 0 | 0 | 0 | 0 | 0 | 0 | 0 | 0 | 0 | 0 | 0 | 0 | 0 | 0 | 0 | 0 | 0 | 0 | 0 | 0 | 0 | 0 | 0 | 0 | 0 | 0 | 0 | 0 | 0 | 0 | 0 | 0 | 0 | 0 | 0 | 0 | 0 | 0
| Total Non-Capitalised Costs |  |  | 0 | 0 | 0 | 0 | 0 | 0 | 0 | 0 | 0 | 0 | 0 | 0 | 0 | 0 | 0 | 0 | 0 | 0 | 0 | 0 | 0 | 0 | 0 | 0 | 0 | 0 | 0 | 0 | 0 | 0 | 0 | 0 | 0 | 0 | 0 | 0 | 0 | 0 | 0 | 0 | 0 | 0 | 0 | 0 | 0 | 0 | 0 | 0 | 0 | 0
| Total Direct Costs |  |  | 0 | 0 | 0 | 0 | 0 | 0 | 0 | 0 | 0 | 0 | 0 | 0 | 0 | 0 | 0 | 0 | 0 | 0 | 0 | 0 | 0 | 0 | 0 | 0 | 0 | 0 | 0 | 0 | 0 | 0 | 0 | 0 | 0 | 0 | 0 | 0 | 0 | 0 | 0 | 0 | 0 | 0 | 0 | 0 | 0 | 0 | 0 | 0 | 0 | 0
Non-Financial Costs/Benefits
Calculated values
| Category | Description |  | 2027 | 2028 | 2029 | 2030 | 2031 | 2032 | 2033 | 2034 | 2035 | 2036 | 2037 | 2038 | 2039 | 2040 | 2041 | 2042 | 2043 | 2044 | 2045 | 2046 | 2047 | 2048 | 2049 | 2050 | 2051 | 2052 | 2053 | 2054 | 2055 | 2056 | 2057 | 2058 | 2059 | 2060 | 2061 | 2062 | 2063 | 2064 | 2065 | 2066 | 2067 | 2068 | 2069 | 2070 | 2071 | 2072 | 2073 | 2074 | 2075 | 2076
Non-financial benefits/costs - values | Environmental | Leakage | £m | 0 | 0 | 0 | 0 | 0 | 0 | 0 | 0 | 0 | 0 | 0 | 0 | 0 | 0 | 0 | 0 | 0 | 0 | 0 | 0 | 0 | 0 | 0 | 0 | 0 | 0 | 0 | 0 | 0 | 0 | 0 | 0 | 0 | 0 | 0 | 0 | 0 | 0 | 0 | 0 | 0 | 0 | 0 | 0 | 0 | 0 | 0 | 0 | 0 | 0
| Environmental |  | £m
| Environmental |  | £m
| Safety | Fatality risk | £m | 0 | 0 | 0 | 0 | 0 | 0 | 0 | 0 | 0 | 0 | 0 | 0 | 0 | 0 | 0 | 0 | 0 | 0 | 0 | 0 | 0 | 0 | 0 | 0 | 0 | 0 | 0 | 0 | 0 | 0 | 0 | 0 | 0 | 0 | 0 | 0 | 0 | 0 | 0 | 0 | 0 | 0 | 0 | 0 | 0 | 0 | 0 | 0 | 0 | 0
| Safety | Non-Fatality risk | £m | 0 | 0 | 0 | 0 | 0 | 0 | 0 | 0 | 0 | 0 | 0 | 0 | 0 | 0 | 0 | 0 | 0 | 0 | 0 | 0 | 0 | 0 | 0 | 0 | 0 | 0 | 0 | 0 | 0 | 0 | 0 | 0 | 0 | 0 | 0 | 0 | 0 | 0 | 0 | 0 | 0 | 0 | 0 | 0 | 0 | 0 | 0 | 0 | 0 | 0
| Safety |  | £m
| Safety |  | £m
| Financial | NGN VF Financial Risk | £m
| Financial | NGN VF Customer Risk | £m
| Financial | NGN VF Compliance Risk | £m
| Other |  | £m
| Other |  | £m
Inputs
| Category | Description |  | 2027 | 2028 | 2029 | 2030 | 2031 | 2032 | 2033 | 2034 | 2035 | 2036 | 2037 | 2038 | 2039 | 2040 | 2041 | 2042 | 2043 | 2044 | 2045 | 2046 | 2047 | 2048 | 2049 | 2050 | 2051 | 2052 | 2053 | 2054 | 2055 | 2056 | 2057 | 2058 | 2059 | 2060 | 2061 | 2062 | 2063 | 2064 | 2065 | 2066 | 2067 | 2068 | 2069 | 2070 | 2071 | 2072 | 2073 | 2074 | 2075 | 2076
Non-financial benefits/costs - inputs | Environmental | Leakage | GWh
Environmental
Environmental
| Safety | Fatality risk
| Safety | Non-Fatality risk
Safety
Safety
Other
Other
Other
Other
Other
Alternative carbon calculations |  |  |  | 2027 | 2028 | 2029 | 2030 | 2031 | 2032 | 2033 | 2034 | 2035 | 2036 | 2037 | 2038 | 2039 | 2040 | 2041 | 2042 | 2043 | 2044 | 2045 | 2046 | 2047 | 2048 | 2049 | 2050 | 2051 | 2052 | 2053 | 2054 | 2055 | 2056 | 2057 | 2058 | 2059 | 2060 | 2061 | 2062 | 2063 | 2064 | 2065 | 2066 | 2067 | 2068 | 2069 | 2070 | 2071 | 2072 | 2073 | 2074 | 2075 | 2076
Environmental costs - low CO2 cost | Environmental | Leakage | £m | 0 | 0 | 0 | 0 | 0 | 0 | 0 | 0 | 0 | 0 | 0 | 0 | 0 | 0 | 0 | 0 | 0 | 0 | 0 | 0 | 0 | 0 | 0 | 0 | 0 | 0 | 0 | 0 | 0 | 0 | 0 | 0 | 0 | 0 | 0 | 0 | 0 | 0 | 0 | 0 | 0 | 0 | 0 | 0 | 0 | 0 | 0 | 0 | 0 | 0
| Environmental |  | £m
| Environmental |  | £m
Environmental costs - high CO2 cost | Environmental | Leakage | £m | 0 | 0 | 0 | 0 | 0 | 0 | 0 | 0 | 0 | 0 | 0 | 0 | 0 | 0 | 0 | 0 | 0 | 0 | 0 | 0 | 0 | 0 | 0 | 0 | 0 | 0 | 0 | 0 | 0 | 0 | 0 | 0 | 0 | 0 | 0 | 0 | 0 | 0 | 0 | 0 | 0 | 0 | 0 | 0 | 0 | 0 | 0 | 0 | 0 | 0
| Environmental |  | £m
| Environmental |  | £m
Net Present Values
Discount factors and summary
|  |  |  | 2027 | 2028 | 2029 | 2030 | 2031 | 2032 | 2033 | 2034 | 2035 | 2036 | 2037 | 2038 | 2039 | 2040 | 2041 | 2042 | 2043 | 2044 | 2045 | 2046 | 2047 | 2048 | 2049 | 2050 | 2051 | 2052 | 2053 | 2054 | 2055 | 2056 | 2057 | 2058 | 2059 | 2060 | 2061 | 2062 | 2063 | 2064 | 2065 | 2066 | 2067 | 2068 | 2069 | 2070 | 2071 | 2072 | 2073 | 2074 | 2075 | 2076
Discount factors | Discount factor (Non-Safety) | =1/[(1+SRTP)^n] | % | 100% | 96.62% | 93.35% | 90.19% | 87.14% | 84.2% | 81.35% | 78.6% | 75.94% | 73.37% | 70.89% | 68.49% | 66.18% | 63.94% | 61.78% | 59.69% | 57.67% | 55.72% | 53.84% | 52.02% | 50.26% | 48.56% | 46.92% | 45.33% | 43.8% | 42.31% | 40.88% | 39.5% | 38.17% | 36.87% | 35.63% | 34.59% | 33.58% | 32.6% | 31.65% | 30.73% | 29.84% | 28.97% | 28.12% | 27.31% | 26.51% | 25.74% | 24.99% | 24.26% | 23.55% | 22.87% | 22.2% | 21.56% | 20.93% | 20.32%
| Discount factor (Safety) | =1/[(1+HDR)^n] | % | 100% | 98.52% | 97.07% | 95.63% | 94.22% | 92.83% | 91.45% | 90.1% | 88.77% | 87.46% | 86.17% | 84.89% | 83.64% | 82.4% | 81.18% | 79.99% | 78.8% | 77.64% | 76.49% | 75.36% | 74.25% | 73.15% | 72.07% | 71% | 69.95% | 68.92% | 67.9% | 66.9% | 65.91% | 64.94% | 63.98% | 63.16% | 62.36% | 61.57% | 60.79% | 60.02% | 59.25% | 58.5% | 57.76% | 57.03% | 56.3% | 55.59% | 54.88% | 54.18% | 53.5% | 52.82% | 52.15% | 51.48% | 50.83% | 50.19%
Summary of discounted costs/benefits | Capex |  | £m | 0 | 0 | 0 | 0 | 0 | 0 | 0 | 0 | 0 | 0 | 0 | 0 | 0 | 0 | 0 | 0 | 0 | 0 | 0 | 0 | 0 | 0 | 0 | 0 | 0 | 0 | 0 | 0 | 0 | 0 | 0 | 0 | 0 | 0 | 0 | 0 | 0 | 0 | 0 | 0 | 0 | 0 | 0 | 0 | 0 | 0 | 0 | 0 | 0 | 0
| Opex |  | £m | 0 | 0 | 0 | 0 | 0 | 0 | 0 | 0 | 0 | 0 | 0 | 0 | 0 | 0 | 0 | 0 | 0 | 0 | 0 | 0 | 0 | 0 | 0 | 0 | 0 | 0 | 0 | 0 | 0 | 0 | 0 | 0 | 0 | 0 | 0 | 0 | 0 | 0 | 0 | 0 | 0 | 0 | 0 | 0 | 0 | 0 | 0 | 0 | 0 | 0
| Pass Through Costs |  | £m | 0 | 0 | 0 | 0 | 0 | 0 | 0 | 0 | 0 | 0 | 0 | 0 | 0 | 0 | 0 | 0 | 0 | 0 | 0 | 0 | 0 | 0 | 0 | 0 | 0 | 0 | 0 | 0 | 0 | 0 | 0 | 0 | 0 | 0 | 0 | 0 | 0 | 0 | 0 | 0 | 0 | 0 | 0 | 0 | 0 | 0 | 0 | 0 | 0 | 0
| Environmental - central CO2 cost |  | £m | 0 | 0 | 0 | 0 | 0 | 0 | 0 | 0 | 0 | 0 | 0 | 0 | 0 | 0 | 0 | 0 | 0 | 0 | 0 | 0 | 0 | 0 | 0 | 0 | 0 | 0 | 0 | 0 | 0 | 0 | 0 | 0 | 0 | 0 | 0 | 0 | 0 | 0 | 0 | 0 | 0 | 0 | 0 | 0 | 0 | 0 | 0 | 0 | 0 | 0
| Environmental - low CO2 cost |  | £m | 0 | 0 | 0 | 0 | 0 | 0 | 0 | 0 | 0 | 0 | 0 | 0 | 0 | 0 | 0 | 0 | 0 | 0 | 0 | 0 | 0 | 0 | 0 | 0 | 0 | 0 | 0 | 0 | 0 | 0 | 0 | 0 | 0 | 0 | 0 | 0 | 0 | 0 | 0 | 0 | 0 | 0 | 0 | 0 | 0 | 0 | 0 | 0 | 0 | 0
| Environmental - high CO2 cost |  | £m | 0 | 0 | 0 | 0 | 0 | 0 | 0 | 0 | 0 | 0 | 0 | 0 | 0 | 0 | 0 | 0 | 0 | 0 | 0 | 0 | 0 | 0 | 0 | 0 | 0 | 0 | 0 | 0 | 0 | 0 | 0 | 0 | 0 | 0 | 0 | 0 | 0 | 0 | 0 | 0 | 0 | 0 | 0 | 0 | 0 | 0 | 0 | 0 | 0 | 0
| Safety |  | £m | 0 | 0 | 0 | 0 | 0 | 0 | 0 | 0 | 0 | 0 | 0 | 0 | 0 | 0 | 0 | 0 | 0 | 0 | 0 | 0 | 0 | 0 | 0 | 0 | 0 | 0 | 0 | 0 | 0 | 0 | 0 | 0 | 0 | 0 | 0 | 0 | 0 | 0 | 0 | 0 | 0 | 0 | 0 | 0 | 0 | 0 | 0 | 0 | 0 | 0
| Financial |  | £m | 0 | 0 | 0 | 0 | 0 | 0 | 0 | 0 | 0 | 0 | 0 | 0 | 0 | 0 | 0 | 0 | 0 | 0 | 0 | 0 | 0 | 0 | 0 | 0 | 0 | 0 | 0 | 0 | 0 | 0 | 0 | 0 | 0 | 0 | 0 | 0 | 0 | 0 | 0 | 0 | 0 | 0 | 0 | 0 | 0 | 0 | 0 | 0 | 0 | 0
| Other |  | £m | 0 | 0 | 0 | 0 | 0 | 0 | 0 | 0 | 0 | 0 | 0 | 0 | 0 | 0 | 0 | 0 | 0 | 0 | 0 | 0 | 0 | 0 | 0 | 0 | 0 | 0 | 0 | 0 | 0 | 0 | 0 | 0 | 0 | 0 | 0 | 0 | 0 | 0 | 0 | 0 | 0 | 0 | 0 | 0 | 0 | 0 | 0 | 0 | 0 | 0
Annual Total | Total - central carbon cost |  | £m | 0 | 0 | 0 | 0 | 0 | 0 | 0 | 0 | 0 | 0 | 0 | 0 | 0 | 0 | 0 | 0 | 0 | 0 | 0 | 0 | 0 | 0 | 0 | 0 | 0 | 0 | 0 | 0 | 0 | 0 | 0 | 0 | 0 | 0 | 0 | 0 | 0 | 0 | 0 | 0 | 0 | 0 | 0 | 0 | 0 | 0 | 0 | 0 | 0 | 0
| Total - low carbon cost |  | £m | 0 | 0 | 0 | 0 | 0 | 0 | 0 | 0 | 0 | 0 | 0 | 0 | 0 | 0 | 0 | 0 | 0 | 0 | 0 | 0 | 0 | 0 | 0 | 0 | 0 | 0 | 0 | 0 | 0 | 0 | 0 | 0 | 0 | 0 | 0 | 0 | 0 | 0 | 0 | 0 | 0 | 0 | 0 | 0 | 0 | 0 | 0 | 0 | 0 | 0
| Total - high carbon cost |  | £m | 0 | 0 | 0 | 0 | 0 | 0 | 0 | 0 | 0 | 0 | 0 | 0 | 0 | 0 | 0 | 0 | 0 | 0 | 0 | 0 | 0 | 0 | 0 | 0 | 0 | 0 | 0 | 0 | 0 | 0 | 0 | 0 | 0 | 0 | 0 | 0 | 0 | 0 | 0 | 0 | 0 | 0 | 0 | 0 | 0 | 0 | 0 | 0 | 0 | 0
Net Present Value | NPV - central carbon cost |  | £m | 0 | 0 | 0 | 0 | 0 | 0 | 0 | 0 | 0 | 0 | 0 | 0 | 0 | 0 | 0 | 0 | 0 | 0 | 0 | 0 | 0 | 0 | 0 | 0 | 0 | 0 | 0 | 0 | 0 | 0 | 0 | 0 | 0 | 0 | 0 | 0 | 0 | 0 | 0 | 0 | 0 | 0 | 0 | 0 | 0 | 0 | 0 | 0 | 0 | 0
| NPV - low carbon cost |  | £m | 0 | 0 | 0 | 0 | 0 | 0 | 0 | 0 | 0 | 0 | 0 | 0 | 0 | 0 | 0 | 0 | 0 | 0 | 0 | 0 | 0 | 0 | 0 | 0 | 0 | 0 | 0 | 0 | 0 | 0 | 0 | 0 | 0 | 0 | 0 | 0 | 0 | 0 | 0 | 0 | 0 | 0 | 0 | 0 | 0 | 0 | 0 | 0 | 0 | 0
| NPV - high carbon cost |  | £m | 0 | 0 | 0 | 0 | 0 | 0 | 0 | 0 | 0 | 0 | 0 | 0 | 0 | 0 | 0 | 0 | 0 | 0 | 0 | 0 | 0 | 0 | 0 | 0 | 0 | 0 | 0 | 0 | 0 | 0 | 0 | 0 | 0 | 0 | 0 | 0 | 0 | 0 | 0 | 0 | 0 | 0 | 0 | 0 | 0 | 0 | 0 | 0 | 0 | 0
Comparison to baseline
|  |  |  | 2027 | 2028 | 2029 | 2030 | 2031 | 2032 | 2033 | 2034 | 2035 | 2036 | 2037 | 2038 | 2039 | 2040 | 2041 | 2042 | 2043 | 2044 | 2045 | 2046 | 2047 | 2048 | 2049 | 2050 | 2051 | 2052 | 2053 | 2054 | 2055 | 2056 | 2057 | 2058 | 2059 | 2060 | 2061 | 2062 | 2063 | 2064 | 2065 | 2066 | 2067 | 2068 | 2069 | 2070 | 2071 | 2072 | 2073 | 2074 | 2075 | 2076
Summary of discounted costs/benefits | Capex |  | £m | 0 | 0 | 0 | 0 | 0 | 0 | 0 | 0 | 0 | 0 | 0 | 0 | 0 | 0 | 0 | 0 | 0 | 0 | 0 | 0 | 0 | 0 | 0 | 0 | 0 | 0 | 0 | 0 | 0 | 0 | 0 | 0 | 0 | 0 | 0 | 0 | 0 | 0 | 0 | 0 | 0 | 0 | 0 | 0 | 0 | 0 | 0 | 0 | 0 | 0
| Opex |  | £m | 0.08584 | 0.29565 | 0.08337 | 0 | 0.080971 | 0 | 0.35623 | 0 | 0.076378 | 0 | 0.07418 | 0.26063 | 0.072046 | 0 | 0.069972 | 0 | 0.31266 | 0 | 0.066003 | 0 | 0.064104 | 0.22975 | 0.06226 | 0 | 0.060468 | 0 | 0.27444 | 0 | 0.057038 | 0 | 0.055397 | 0.20352 | 0.054326 | 0 | 0.053277 | 0 | 0.24802 | 0 | 0.051238 | 0 | 0.050247 | 0.18831 | 0.049276 | 0 | 0.048324 | 0 | 0.22853 | 0 | 0.046475 | 0
| Pass Through Costs |  | £m | 0 | 0 | 0 | 0 | 0 | 0 | 0 | 0 | 0 | 0 | 0 | 0 | 0 | 0 | 0 | 0 | 0 | 0 | 0 | 0 | 0 | 0 | 0 | 0 | 0 | 0 | 0 | 0 | 0 | 0 | 0 | 0 | 0 | 0 | 0 | 0 | 0 | 0 | 0 | 0 | 0 | 0 | 0 | 0 | 0 | 0 | 0 | 0 | 0 | 0
| Environmental - central CO2 cost |  | £m | 0 | 0 | 0 | 0 | 0 | 0 | 0 | 0 | 0 | 0 | 0 | 0 | 0 | 0 | 0 | 0 | 0 | 0 | 0 | 0 | 0 | 0 | 0 | 0 | 0 | 0 | 0 | 0 | 0 | 0 | 0 | 0 | 0 | 0 | 0 | 0 | 0 | 0 | 0 | 0 | 0 | 0 | 0 | 0 | 0 | 0 | 0 | 0 | 0 | 0
| Environmental - low CO2 cost |  | £m | 0 | 0 | 0 | 0 | 0 | 0 | 0 | 0 | 0 | 0 | 0 | 0 | 0 | 0 | 0 | 0 | 0 | 0 | 0 | 0 | 0 | 0 | 0 | 0 | 0 | 0 | 0 | 0 | 0 | 0 | 0 | 0 | 0 | 0 | 0 | 0 | 0 | 0 | 0 | 0 | 0 | 0 | 0 | 0 | 0 | 0 | 0 | 0 | 0 | 0
| Environmental - high CO2 cost |  | £m | 0 | 0 | 0 | 0 | 0 | 0 | 0 | 0 | 0 | 0 | 0 | 0 | 0 | 0 | 0 | 0 | 0 | 0 | 0 | 0 | 0 | 0 | 0 | 0 | 0 | 0 | 0 | 0 | 0 | 0 | 0 | 0 | 0 | 0 | 0 | 0 | 0 | 0 | 0 | 0 | 0 | 0 | 0 | 0 | 0 | 0 | 0 | 0 | 0 | 0
| Safety |  | £m | 0 | 0 | 0 | 0 | 0 | 0 | 0 | 0 | 0 | 0 | 0 | 0 | 0 | 0 | 0 | 0 | 0 | 0 | 0 | 0 | 0 | 0 | 0 | 0 | 0 | 0 | 0 | 0 | 0 | 0 | 0 | 0 | 0 | 0 | 0 | 0 | 0 | 0 | 0 | 0 | 0 | 0 | 0 | 0 | 0 | 0 | 0 | 0 | 0 | 0
| Financial |  |  | 9.297 | 9.0614 | 8.8325 | 8.61 | 8.3937 | 8.1836 | 7.9794 | 7.781 | 7.5882 | 7.4009 | 7.2188 | 7.042 | 6.8701 | 6.7031 | 6.5409 | 6.3833 | 6.2302 | 6.0815 | 5.937 | 5.7967 | 5.6604 | 5.528 | 5.3994 | 5.2745 | 5.1532 | 5.0354 | 4.921 | 4.81 | 4.7022 | 4.5975 | 4.4959 | 4.4186 | 4.3434 | 4.2702 | 4.199 | 4.1298 | 4.0624 | 3.9969 | 3.9333 | 3.8714 | 3.8113 | 3.7529 | 3.6963 | 3.6412 | 3.5878 | 3.536 | 3.4858 | 3.4371 | 3.3899 | 3.3441
| Other |  | £m | 0 | 0 | 0 | 0 | 0 | 0 | 0 | 0 | 0 | 0 | 0 | 0 | 0 | 0 | 0 | 0 | 0 | 0 | 0 | 0 | 0 | 0 | 0 | 0 | 0 | 0 | 0 | 0 | 0 | 0 | 0 | 0 | 0 | 0 | 0 | 0 | 0 | 0 | 0 | 0 | 0 | 0 | 0 | 0 | 0 | 0 | 0 | 0 | 0 | 0
Annual Total | Total - central carbon cost |  | £m | 9.3828 | 9.3571 | 8.9158 | 8.61 | 8.4747 | 8.1836 | 8.3357 | 7.781 | 7.6646 | 7.4009 | 7.293 | 7.3026 | 6.9422 | 6.7031 | 6.6109 | 6.3833 | 6.5429 | 6.0815 | 6.003 | 5.7967 | 5.7245 | 5.7577 | 5.4616 | 5.2745 | 5.2137 | 5.0354 | 5.1955 | 4.81 | 4.7592 | 4.5975 | 4.5513 | 4.6221 | 4.3977 | 4.2702 | 4.2523 | 4.1298 | 4.3104 | 3.9969 | 3.9845 | 3.8714 | 3.8616 | 3.9413 | 3.7455 | 3.6412 | 3.6361 | 3.536 | 3.7143 | 3.4371 | 3.4363 | 3.3441
| Total - low carbon cost |  | £m | 9.3828 | 9.3571 | 8.9158 | 8.61 | 8.4747 | 8.1836 | 8.3357 | 7.781 | 7.6646 | 7.4009 | 7.293 | 7.3026 | 6.9422 | 6.7031 | 6.6109 | 6.3833 | 6.5429 | 6.0815 | 6.003 | 5.7967 | 5.7245 | 5.7577 | 5.4616 | 5.2745 | 5.2137 | 5.0354 | 5.1955 | 4.81 | 4.7592 | 4.5975 | 4.5513 | 4.6221 | 4.3977 | 4.2702 | 4.2523 | 4.1298 | 4.3104 | 3.9969 | 3.9845 | 3.8714 | 3.8616 | 3.9413 | 3.7455 | 3.6412 | 3.6361 | 3.536 | 3.7143 | 3.4371 | 3.4363 | 3.3441
| Total - high carbon cost |  | £m | 9.3828 | 9.3571 | 8.9158 | 8.61 | 8.4747 | 8.1836 | 8.3357 | 7.781 | 7.6646 | 7.4009 | 7.293 | 7.3026 | 6.9422 | 6.7031 | 6.6109 | 6.3833 | 6.5429 | 6.0815 | 6.003 | 5.7967 | 5.7245 | 5.7577 | 5.4616 | 5.2745 | 5.2137 | 5.0354 | 5.1955 | 4.81 | 4.7592 | 4.5975 | 4.5513 | 4.6221 | 4.3977 | 4.2702 | 4.2523 | 4.1298 | 4.3104 | 3.9969 | 3.9845 | 3.8714 | 3.8616 | 3.9413 | 3.7455 | 3.6412 | 3.6361 | 3.536 | 3.7143 | 3.4371 | 3.4363 | 3.3441
Net Present Value | Total - central carbon cost |  | £m | 9.3828 | 18.7399 | 27.6557 | 36.2657 | 44.7404 | 52.924 | 61.2597 | 69.0407 | 76.7053 | 84.1062 | 91.3992 | 98.7018 | 105.644 | 112.3471 | 118.958 | 125.3414 | 131.8843 | 137.9658 | 143.9688 | 149.7655 | 155.4899 | 161.2477 | 166.7093 | 171.9838 | 177.1974 | 182.2328 | 187.4283 | 192.2383 | 196.9975 | 201.5951 | 206.1464 | 210.7685 | 215.1663 | 219.4365 | 223.6888 | 227.8185 | 232.129 | 236.1259 | 240.1104 | 243.9818 | 247.8434 | 251.7847 | 255.5302 | 259.1714 | 262.8076 | 266.3436 | 270.0579 | 273.4949 | 276.9313 | 280.2754
| Total - low carbon cost |  | £m | 9.3828 | 18.7399 | 27.6557 | 36.2657 | 44.7404 | 52.924 | 61.2597 | 69.0407 | 76.7053 | 84.1062 | 91.3992 | 98.7018 | 105.644 | 112.3471 | 118.958 | 125.3414 | 131.8843 | 137.9658 | 143.9688 | 149.7655 | 155.4899 | 161.2477 | 166.7093 | 171.9838 | 177.1974 | 182.2328 | 187.4283 | 192.2383 | 196.9975 | 201.5951 | 206.1464 | 210.7685 | 215.1663 | 219.4365 | 223.6888 | 227.8185 | 232.129 | 236.1259 | 240.1104 | 243.9818 | 247.8434 | 251.7847 | 255.5302 | 259.1714 | 262.8076 | 266.3436 | 270.0579 | 273.4949 | 276.9313 | 280.2754
| Total - high carbon cost |  | £m | 9.3828 | 18.7399 | 27.6557 | 36.2657 | 44.7404 | 52.924 | 61.2597 | 69.0407 | 76.7053 | 84.1062 | 91.3992 | 98.7018 | 105.644 | 112.3471 | 118.958 | 125.3414 | 131.8843 | 137.9658 | 143.9688 | 149.7655 | 155.4899 | 161.2477 | 166.7093 | 171.9838 | 177.1974 | 182.2328 | 187.4283 | 192.2383 | 196.9975 | 201.5951 | 206.1464 | 210.7685 | 215.1663 | 219.4365 | 223.6888 | 227.8185 | 232.129 | 236.1259 | 240.1104 | 243.9818 | 247.8434 | 251.7847 | 255.5302 | 259.1714 | 262.8076 | 266.3436 | 270.0579 | 273.4949 | 276.9313 | 280.2754
|  |  |  | 2027 | 2028 | 2029 | 2030 | 2031 | 2032 | 2033 | 2034 | 2035 | 2036 | 2037 | 2038 | 2039 | 2040 | 2041 | 2042 | 2043 | 2044 | 2045 | 2046 | 2047 | 2048 | 2049 | 2050 | 2051 | 2052 | 2053 | 2054 | 2055 | 2056 | 2057 | 2058 | 2059 | 2060 | 2061 | 2062 | 2063 | 2064 | 2065 | 2066 | 2067 | 2068 | 2069 | 2070 | 2071 | 2072 | 2073 | 2074 | 2075 | 2076
| Monetised risk - memo line |  | £m
Note on B10: Ofgem: Enter as year (eg 2027)
Note on C158: Duncan Innes:GT/GD
Note on C161: Duncan Innes: All sectors
Note on C162: Duncan Innes: All sectors
Note on B229: Ofgem: This line records the total monetised risk of the modelled scenario. It acts as a cross-reference between the CBA and NARM BPDTs and should not directly link to any formulas in the CBA analysis above.

## Option_8 Workings (hidden)
Additional cost/benefit explanations
Please provide a short explanation of any additional cost/benefit lines that have been completed in addition to the pre-populated ones. This should include both a description of the nature of the cost/benefit, and an explanation of how the value was calculated, citing appropriate sources (eg for relevant global warming potentials). If an explanation has been provided within the EJP, then simply provide a reference to the relevant page number.
Long term cost/benefit assumptions
Please briefly summarise the assumptions you have used to calculate long-term (ie beyond the duration of the RIIO3 price control) costs and other inputs (eg "Opex assumed to increase at 1%/year based on historic trends"). In most cases we would expect these to be the same across the baseline and different options, but where this is not the case additional tabs can be completed as necessary. If detailed descriptions are required (eg to explain assumptions around whole life costs of assets) these should be included as part of the EJP
Capex
Opex
Leakage
Fatality risk
Non-Fatality risk
Cost cross-referencing
If there is any explanation required on how the cost data set out in the EJP totals to the lines in the CBA, please provide it here.

## Option_9 (hidden)
Summary | [7 empty] | Text Descriptions
[8 empty] | Option Description - this should allow us to quickly recognise the option being assessed (based on descriptions in the EJP and other documents) and distinguish it both from other investment areas and from other options. If appropriate, please provide sitemaps, photos or any other documents that will help with this identification (likely to be relevant for major projects rather than asset classes) | [6 empty] | Stakeholder Support Summary - please provide a synopsis which details the feedback from stakeholder group(s)
Option Name |  |  |  | Date Undertaken:
Scheme Reference ID
Expenditure Type |  |  |  | Authorised By:
Preferred Option (Y/N)
Spend Area (Please include relevant RRP/BPDT Table Reference)
First year of expenditure outflow | 2027
Payback position at year | Central CO2 Cost - PV of costs & benefits (£m) | Central CO2 Cost - NPV relative to baseline (£m) | Low CO2 cost - PV of costs & benefits (£m) | Low CO2 cost - NPV relative to baseline (£m) | High CO2 cost - PV of costs & benefits (£m) | High CO2 cost - NPV relative to baseline (£m)
2035 | 0 | 76.7053 | 0 | 76.7053 | 0 | 76.7053
2040 | 0 | 112.3471 | 0 | 112.3471 | 0 | 112.3471
2045 | 0 | 143.9688 | 0 | 143.9688 | 0 | 143.9688
2050 | 0 | 171.9838 | 0 | 171.9838 | 0 | 171.9838
2060 | 0 | 219.4365 | 0 | 219.4365 | 0 | 219.4365
2070 | 0 | 259.1714 | 0 | 259.1714 | 0 | 259.1714
Capitalisation rate | 33.7% | [6 empty] | Engineering Justification Summary - please provide a synopsis & share the document which articulates the full detailed explanation | [6 empty] | Company View - please provide a synopsis which details your view of how beneficial this option is.
Expenditure Profile - Summary
| 2027 | 2028 | 2029 | 2030 | 2031 | Post RIIO3
| (£m) | (£m) | (£m) | (£m) | (£m) | (£m)
Capitalised costs | 0 | 0 | 0 | 0 | 0 | 0
Non-capitalised costs | 0 | 0 | 0 | 0 | 0 | 0
| Asset Class | Unit | Comments
Output
Financial Costs
Inputs
|  |  |  | RIIO3 |  |  |  |  | RIIO4 |  |  |  |  | RIIO5 |  |  |  |  | RIIO6 |  |  |  |  | RIIO7 |  |  |  |  | RIIO8 |  |  |  |  | RIIO9 |  |  |  |  | RIIO10 |  |  |  |  | RIIO11 |  |  |  |  | RIIO12
|  |  |  | 1 | 2 | 3 | 4 | 5 | 6 | 7 | 8 | 9 | 10 | 11 | 12 | 13 | 14 | 15 | 16 | 17 | 18 | 19 | 20 | 21 | 22 | 23 | 24 | 25 | 26 | 27 | 28 | 29 | 30 | 31 | 32 | 33 | 34 | 35 | 36 | 37 | 38 | 39 | 40 | 41 | 42 | 43 | 44 | 45 | 46 | 47 | 48 | 49 | 50
| Asset Class | Intervention type |  | 2027 | 2028 | 2029 | 2030 | 2031 | 2032 | 2033 | 2034 | 2035 | 2036 | 2037 | 2038 | 2039 | 2040 | 2041 | 2042 | 2043 | 2044 | 2045 | 2046 | 2047 | 2048 | 2049 | 2050 | 2051 | 2052 | 2053 | 2054 | 2055 | 2056 | 2057 | 2058 | 2059 | 2060 | 2061 | 2062 | 2063 | 2064 | 2065 | 2066 | 2067 | 2068 | 2069 | 2070 | 2071 | 2072 | 2073 | 2074 | 2075 | 2076
Capex/Repex |  |  | £m
£m
£m
£m
£m
£m
£m
£m
£m
£m
| Total Capex | (1) | £m | 0 | 0 | 0 | 0 | 0 | 0 | 0 | 0 | 0 | 0 | 0 | 0 | 0 | 0 | 0 | 0 | 0 | 0 | 0 | 0 | 0 | 0 | 0 | 0 | 0 | 0 | 0 | 0 | 0 | 0 | 0 | 0 | 0 | 0 | 0 | 0 | 0 | 0 | 0 | 0 | 0 | 0 | 0 | 0 | 0 | 0 | 0 | 0 | 0 | 0
Associated direct opex |  |  | £m
£m
£m
£m
£m
| Total Opex |  | £m | 0 | 0 | 0 | 0 | 0 | 0 | 0 | 0 | 0 | 0 | 0 | 0 | 0 | 0 | 0 | 0 | 0 | 0 | 0 | 0 | 0 | 0 | 0 | 0 | 0 | 0 | 0 | 0 | 0 | 0 | 0 | 0 | 0 | 0 | 0 | 0 | 0 | 0 | 0 | 0 | 0 | 0 | 0 | 0 | 0 | 0 | 0 | 0 | 0 | 0
Pass through costs | Leakage |  | £m | 0 | 0 | 0 | 0 | 0 | 0 | 0 | 0 | 0 | 0 | 0 | 0 | 0 | 0 | 0 | 0 | 0 | 0 | 0 | 0 | 0 | 0 | 0 | 0 | 0 | 0 | 0 | 0 | 0 | 0 | 0 | 0 | 0 | 0 | 0 | 0 | 0 | 0 | 0 | 0 | 0 | 0 | 0 | 0 | 0 | 0 | 0 | 0 | 0 | 0
£m
| Total Pass Through Costs |  | £m | 0 | 0 | 0 | 0 | 0 | 0 | 0 | 0 | 0 | 0 | 0 | 0 | 0 | 0 | 0 | 0 | 0 | 0 | 0 | 0 | 0 | 0 | 0 | 0 | 0 | 0 | 0 | 0 | 0 | 0 | 0 | 0 | 0 | 0 | 0 | 0 | 0 | 0 | 0 | 0 | 0 | 0 | 0 | 0 | 0 | 0 | 0 | 0 | 0 | 0
Annual cost calculations |  |  |  | 2027 | 2028 | 2029 | 2030 | 2031 | 2032 | 2033 | 2034 | 2035 | 2036 | 2037 | 2038 | 2039 | 2040 | 2041 | 2042 | 2043 | 2044 | 2045 | 2046 | 2047 | 2048 | 2049 | 2050 | 2051 | 2052 | 2053 | 2054 | 2055 | 2056 | 2057 | 2058 | 2059 | 2060 | 2061 | 2062 | 2063 | 2064 | 2065 | 2066 | 2067 | 2068 | 2069 | 2070 | 2071 | 2072 | 2073 | 2074 | 2075 | 2076
| Capitalisation rates | (2) | % | 33.7% | 33.7% | 33.7% | 33.7% | 33.7% | 33.7% | 33.7% | 33.7% | 33.7% | 33.7% | 33.7% | 33.7% | 33.7% | 33.7% | 33.7% | 33.7% | 33.7% | 33.7% | 33.7% | 33.7% | 33.7% | 33.7% | 33.7% | 0% | 0% | 0% | 0% | 0% | 0% | 0% | 0% | 0% | 0% | 0% | 0% | 0% | 0% | 0% | 0% | 0% | 0% | 0% | 0% | 0% | 0% | 0% | 0% | 0% | 0% | 0%
| Capitalised investment | (3)=(1)x(2) | £m | 0 | 0 | 0 | 0 | 0 | 0 | 0 | 0 | 0 | 0 | 0 | 0 | 0 | 0 | 0 | 0 | 0 | 0 | 0 | 0 | 0 | 0 | 0 | 0 | 0 | 0 | 0 | 0 | 0 | 0 | 0 | 0 | 0 | 0 | 0 | 0 | 0 | 0 | 0 | 0 | 0 | 0 | 0 | 0 | 0 | 0 | 0 | 0 | 0 | 0
| Investment to be expensed | (4)=(1)-(3) | £m | 0 | 0 | 0 | 0 | 0 | 0 | 0 | 0 | 0 | 0 | 0 | 0 | 0 | 0 | 0 | 0 | 0 | 0 | 0 | 0 | 0 | 0 | 0 | 0 | 0 | 0 | 0 | 0 | 0 | 0 | 0 | 0 | 0 | 0 | 0 | 0 | 0 | 0 | 0 | 0 | 0 | 0 | 0 | 0 | 0 | 0 | 0 | 0 | 0 | 0
| 2027 Depreciation | (5)2027=(3)2027*Dep_ratet | £m |  | 0 | 0 | 0 | 0 | 0 | 0 | 0 | 0 | 0 | 0 | 0 | 0 | 0 | 0 | 0 | 0 | 0 | 0 | 0 | 0 | 0 | 0 | 0 | 0 | 0 | 0 | 0 | 0 | 0 | 0 | 0 | 0 | 0 | 0 | 0 | 0 | 0 | 0 | 0 | 0 | 0 | 0 | 0 | 0 | 0 | 0 | 0 | 0 | 0
| 2028 Depreciation | (5)2028=(3)2028*Dep_ratet | £m |  |  | 0 | 0 | 0 | 0 | 0 | 0 | 0 | 0 | 0 | 0 | 0 | 0 | 0 | 0 | 0 | 0 | 0 | 0 | 0 | 0 | 0 | 0 | 0 | 0 | 0 | 0 | 0 | 0 | 0 | 0 | 0 | 0 | 0 | 0 | 0 | 0 | 0 | 0 | 0 | 0 | 0 | 0 | 0 | 0 | 0 | 0 | 0 | 0
| 2029 Depreciation | (5)2029=(3)2029*Dep_ratet | £m |  |  |  | 0 | 0 | 0 | 0 | 0 | 0 | 0 | 0 | 0 | 0 | 0 | 0 | 0 | 0 | 0 | 0 | 0 | 0 | 0 | 0 | 0 | 0 | 0 | 0 | 0 | 0 | 0 | 0 | 0 | 0 | 0 | 0 | 0 | 0 | 0 | 0 | 0 | 0 | 0 | 0 | 0 | 0 | 0 | 0 | 0 | 0 | 0
| 2030 Depreciation | (5)2030=(3)2030*Dep_ratet | £m |  |  |  |  | 0 | 0 | 0 | 0 | 0 | 0 | 0 | 0 | 0 | 0 | 0 | 0 | 0 | 0 | 0 | 0 | 0 | 0 | 0 | 0 | 0 | 0 | 0 | 0 | 0 | 0 | 0 | 0 | 0 | 0 | 0 | 0 | 0 | 0 | 0 | 0 | 0 | 0 | 0 | 0 | 0 | 0 | 0 | 0 | 0 | 0
| 2031 Depreciation | (5)2031=(3)2031*Dep_ratet | £m | [5 empty] | 0 | 0 | 0 | 0 | 0 | 0 | 0 | 0 | 0 | 0 | 0 | 0 | 0 | 0 | 0 | 0 | 0 | 0 | 0 | 0 | 0 | 0 | 0 | 0 | 0 | 0 | 0 | 0 | 0 | 0 | 0 | 0 | 0 | 0 | 0 | 0 | 0 | 0 | 0 | 0 | 0 | 0 | 0 | 0 | 0
| 2032 Depreciation | (5)2032=(3)2032*Dep_ratet | £m | [6 empty] | 0 | 0 | 0 | 0 | 0 | 0 | 0 | 0 | 0 | 0 | 0 | 0 | 0 | 0 | 0 | 0 | 0 | 0 | 0 | 0 | 0 | 0 | 0 | 0 | 0 | 0 | 0 | 0 | 0 | 0 | 0 | 0 | 0 | 0 | 0 | 0 | 0 | 0 | 0 | 0 | 0 | 0 | 0 | 0
| 2033 Depreciation | (5)2033=(3)2033*Dep_ratet | £m | [7 empty] | 0 | 0 | 0 | 0 | 0 | 0 | 0 | 0 | 0 | 0 | 0 | 0 | 0 | 0 | 0 | 0 | 0 | 0 | 0 | 0 | 0 | 0 | 0 | 0 | 0 | 0 | 0 | 0 | 0 | 0 | 0 | 0 | 0 | 0 | 0 | 0 | 0 | 0 | 0 | 0 | 0 | 0 | 0
| 2034 Depreciation | (5)2034=(3)2034*Dep_ratet | £m | [8 empty] | 0 | 0 | 0 | 0 | 0 | 0 | 0 | 0 | 0 | 0 | 0 | 0 | 0 | 0 | 0 | 0 | 0 | 0 | 0 | 0 | 0 | 0 | 0 | 0 | 0 | 0 | 0 | 0 | 0 | 0 | 0 | 0 | 0 | 0 | 0 | 0 | 0 | 0 | 0 | 0 | 0 | 0
| 2035 Depreciation | (5)2035=(3)2035*Dep_ratet | £m | [9 empty] | 0 | 0 | 0 | 0 | 0 | 0 | 0 | 0 | 0 | 0 | 0 | 0 | 0 | 0 | 0 | 0 | 0 | 0 | 0 | 0 | 0 | 0 | 0 | 0 | 0 | 0 | 0 | 0 | 0 | 0 | 0 | 0 | 0 | 0 | 0 | 0 | 0 | 0 | 0 | 0 | 0
| 2036 Depreciation | (5)2036=(3)2036*Dep_ratet | £m | [10 empty] | 0 | 0 | 0 | 0 | 0 | 0 | 0 | 0 | 0 | 0 | 0 | 0 | 0 | 0 | 0 | 0 | 0 | 0 | 0 | 0 | 0 | 0 | 0 | 0 | 0 | 0 | 0 | 0 | 0 | 0 | 0 | 0 | 0 | 0 | 0 | 0 | 0 | 0 | 0 | 0
| 2037 Depreciation | (5)2037=(3)2037*Dep_ratet | £m | [11 empty] | 0 | 0 | 0 | 0 | 0 | 0 | 0 | 0 | 0 | 0 | 0 | 0 | 0 | 0 | 0 | 0 | 0 | 0 | 0 | 0 | 0 | 0 | 0 | 0 | 0 | 0 | 0 | 0 | 0 | 0 | 0 | 0 | 0 | 0 | 0 | 0 | 0 | 0 | 0
| 2038 Depreciation | (5)2038=(3)2038*Dep_ratet | £m | [12 empty] | 0 | 0 | 0 | 0 | 0 | 0 | 0 | 0 | 0 | 0 | 0 | 0 | 0 | 0 | 0 | 0 | 0 | 0 | 0 | 0 | 0 | 0 | 0 | 0 | 0 | 0 | 0 | 0 | 0 | 0 | 0 | 0 | 0 | 0 | 0 | 0 | 0 | 0
| 2039 Depreciation | (5)2039=(3)2039*Dep_ratet | £m | [13 empty] | 0 | 0 | 0 | 0 | 0 | 0 | 0 | 0 | 0 | 0 | 0 | 0 | 0 | 0 | 0 | 0 | 0 | 0 | 0 | 0 | 0 | 0 | 0 | 0 | 0 | 0 | 0 | 0 | 0 | 0 | 0 | 0 | 0 | 0 | 0 | 0 | 0
| 2040 Depreciation | (5)2040=(3)2040*Dep_ratet | £m | [14 empty] | 0 | 0 | 0 | 0 | 0 | 0 | 0 | 0 | 0 | 0 | 0 | 0 | 0 | 0 | 0 | 0 | 0 | 0 | 0 | 0 | 0 | 0 | 0 | 0 | 0 | 0 | 0 | 0 | 0 | 0 | 0 | 0 | 0 | 0 | 0 | 0
| 2041 Depreciation | (5)2041=(3)2041*Dep_ratet | £m | [15 empty] | 0 | 0 | 0 | 0 | 0 | 0 | 0 | 0 | 0 | 0 | 0 | 0 | 0 | 0 | 0 | 0 | 0 | 0 | 0 | 0 | 0 | 0 | 0 | 0 | 0 | 0 | 0 | 0 | 0 | 0 | 0 | 0 | 0 | 0 | 0
| 2042 Depreciation | (5)2042=(3)2042*Dep_ratet | £m | [16 empty] | 0 | 0 | 0 | 0 | 0 | 0 | 0 | 0 | 0 | 0 | 0 | 0 | 0 | 0 | 0 | 0 | 0 | 0 | 0 | 0 | 0 | 0 | 0 | 0 | 0 | 0 | 0 | 0 | 0 | 0 | 0 | 0 | 0 | 0
| 2043 Depreciation | (5)2043=(3)2043*Dep_ratet | £m | [17 empty] | 0 | 0 | 0 | 0 | 0 | 0 | 0 | 0 | 0 | 0 | 0 | 0 | 0 | 0 | 0 | 0 | 0 | 0 | 0 | 0 | 0 | 0 | 0 | 0 | 0 | 0 | 0 | 0 | 0 | 0 | 0 | 0 | 0
| 2044 Depreciation | (5)2044=(3)2044*Dep_ratet | £m | [18 empty] | 0 | 0 | 0 | 0 | 0 | 0 | 0 | 0 | 0 | 0 | 0 | 0 | 0 | 0 | 0 | 0 | 0 | 0 | 0 | 0 | 0 | 0 | 0 | 0 | 0 | 0 | 0 | 0 | 0 | 0 | 0 | 0
| 2045 Depreciation | (5)2045=(3)2045*Dep_ratet | £m | [19 empty] | 0 | 0 | 0 | 0 | 0 | 0 | 0 | 0 | 0 | 0 | 0 | 0 | 0 | 0 | 0 | 0 | 0 | 0 | 0 | 0 | 0 | 0 | 0 | 0 | 0 | 0 | 0 | 0 | 0 | 0 | 0
| 2046 Depreciation | (5)2046=(3)2046*Dep_ratet | £m | [20 empty] | 0 | 0 | 0 | 0 | 0 | 0 | 0 | 0 | 0 | 0 | 0 | 0 | 0 | 0 | 0 | 0 | 0 | 0 | 0 | 0 | 0 | 0 | 0 | 0 | 0 | 0 | 0 | 0 | 0 | 0
| 2047 Depreciation | (5)2047=(3)2047*Dep_ratet | £m | 2048: 0; 2049: 0; 2050: 0; 2051: 0; 2052: 0; 2053: 0; 2054: 0; 2055: 0; 2056: 0; 2057: 0; 2058: 0; 2059: 0; 2060: 0; 2061: 0; 2062: 0; 2063: 0; 2064: 0; 2065: 0; 2066: 0; 2067: 0; 2068: 0; 2069: 0; 2070: 0; 2071: 0; 2072: 0; 2073: 0; 2074: 0; 2075: 0; 2076: 0
| 2048 Depreciation | (5)2048=(3)2048*Dep_ratet | £m | 2049: 0; 2050: 0; 2051: 0; 2052: 0; 2053: 0; 2054: 0; 2055: 0; 2056: 0; 2057: 0; 2058: 0; 2059: 0; 2060: 0; 2061: 0; 2062: 0; 2063: 0; 2064: 0; 2065: 0; 2066: 0; 2067: 0; 2068: 0; 2069: 0; 2070: 0; 2071: 0; 2072: 0; 2073: 0; 2074: 0; 2075: 0; 2076: 0
| 2049 Depreciation | (5)2049=(3)2049*Dep_ratet | £m | 2050: 0; 2051: 0; 2052: 0; 2053: 0; 2054: 0; 2055: 0; 2056: 0; 2057: 0; 2058: 0; 2059: 0; 2060: 0; 2061: 0; 2062: 0; 2063: 0; 2064: 0; 2065: 0; 2066: 0; 2067: 0; 2068: 0; 2069: 0; 2070: 0; 2071: 0; 2072: 0; 2073: 0; 2074: 0; 2075: 0; 2076: 0
| 2050 Depreciation | (5)2050=(3)2050*Dep_ratet | £m
| 2051 Depreciation | (5)2051=(3)2051*Dep_ratet | £m
| 2052 Depreciation | (5)2052=(3)2052*Dep_ratet | £m
| 2053 Depreciation | (5)2053=(3)2053*Dep_ratet | £m
| 2054 Depreciation | (5)2054=(3)2054*Dep_ratet | £m
| 2055 Depreciation | (5)2055=(3)2055*Dep_ratet | £m
| 2056 Depreciation | (5)2056=(3)2056*Dep_ratet | £m
| 2057 Depreciation | (5)2057=(3)2057*Dep_ratet | £m
| 2058 Depreciation | (5)2058=(3)2058*Dep_ratet | £m
| 2059 Depreciation | (5)2059=(3)2059*Dep_ratet | £m
| 2060 Depreciation | (5)2060=(3)2060*Dep_ratet | £m
| 2061 Depreciation | (5)2061=(3)2061*Dep_ratet | £m
| 2062 Depreciation | (5)2062=(3)2062*Dep_ratet | £m
| 2063 Depreciation | (5)2063=(3)2063*Dep_ratet | £m
| 2064 Depreciation | (5)2064=(3)2064*Dep_ratet | £m
| 2065 Depreciation | (5)2065=(3)2065*Dep_ratet | £m
| 2066 Depreciation | (5)2066=(3)2066*Dep_ratet | £m
| 2067 Depreciation | (5)2067=(3)2067*Dep_ratet | £m
| 2068 Depreciation | (5)2068=(3)2068*Dep_ratet | £m
| 2069 Depreciation | (5)2069=(3)2069*Dep_ratet | £m
| 2070 Depreciation | (5)2070=(3)2070*Dep_ratet | £m
| Depreciation | (5)=∑(5)t | £m | 0 | 0 | 0 | 0 | 0 | 0 | 0 | 0 | 0 | 0 | 0 | 0 | 0 | 0 | 0 | 0 | 0 | 0 | 0 | 0 | 0 | 0 | 0 | 0 | 0 | 0 | 0 | 0 | 0 | 0 | 0 | 0 | 0 | 0 | 0 | 0 | 0 | 0 | 0 | 0 | 0 | 0 | 0 | 0 | 0 | 0 | 0 | 0 | 0 | 0
| Opening RAV balance | (6op)t=(6cl)t-1 | £m | 0 | 0 | 0 | 0 | 0 | 0 | 0 | 0 | 0 | 0 | 0 | 0 | 0 | 0 | 0 | 0 | 0 | 0 | 0 | 0 | 0 | 0 | 0 | 0 | 0 | 0 | 0 | 0 | 0 | 0 | 0 | 0 | 0 | 0 | 0 | 0 | 0 | 0 | 0 | 0 | 0 | 0 | 0 | 0 | 0 | 0 | 0 | 0 | 0 | 0
| Discounted RAV balance | (6D)=(6cl)*(1/1+WACC)) | £m | 0 | 0 | 0 | 0 | 0 | 0 | 0 | 0 | 0 | 0 | 0 | 0 | 0 | 0 | 0 | 0 | 0 | 0 | 0 | 0 | 0 | 0 | 0 | 0 | 0 | 0 | 0 | 0 | 0 | 0 | 0 | 0 | 0 | 0 | 0 | 0 | 0 | 0 | 0 | 0 | 0 | 0 | 0 | 0 | 0 | 0 | 0 | 0 | 0 | 0
| Closing RAV balance | (6cl)=(3)-(5)+(6op) | £m | 0 | 0 | 0 | 0 | 0 | 0 | 0 | 0 | 0 | 0 | 0 | 0 | 0 | 0 | 0 | 0 | 0 | 0 | 0 | 0 | 0 | 0 | 0 | 0 | 0 | 0 | 0 | 0 | 0 | 0 | 0 | 0 | 0 | 0 | 0 | 0 | 0 | 0 | 0 | 0 | 0 | 0 | 0 | 0 | 0 | 0 | 0 | 0 | 0 | 0
| Cost of Capital | (6)=avg[(6D),(6op)]xWACC | £m | 0 | 0 | 0 | 0 | 0 | 0 | 0 | 0 | 0 | 0 | 0 | 0 | 0 | 0 | 0 | 0 | 0 | 0 | 0 | 0 | 0 | 0 | 0 | 0 | 0 | 0 | 0 | 0 | 0 | 0 | 0 | 0 | 0 | 0 | 0 | 0 | 0 | 0 | 0 | 0 | 0 | 0 | 0 | 0 | 0 | 0 | 0 | 0 | 0 | 0
| Total Capitalised Costs | (7)=(5)+(6) | £m | 0 | 0 | 0 | 0 | 0 | 0 | 0 | 0 | 0 | 0 | 0 | 0 | 0 | 0 | 0 | 0 | 0 | 0 | 0 | 0 | 0 | 0 | 0 | 0 | 0 | 0 | 0 | 0 | 0 | 0 | 0 | 0 | 0 | 0 | 0 | 0 | 0 | 0 | 0 | 0 | 0 | 0 | 0 | 0 | 0 | 0 | 0 | 0 | 0 | 0
| Total Non-Capitalised Costs |  |  | 0 | 0 | 0 | 0 | 0 | 0 | 0 | 0 | 0 | 0 | 0 | 0 | 0 | 0 | 0 | 0 | 0 | 0 | 0 | 0 | 0 | 0 | 0 | 0 | 0 | 0 | 0 | 0 | 0 | 0 | 0 | 0 | 0 | 0 | 0 | 0 | 0 | 0 | 0 | 0 | 0 | 0 | 0 | 0 | 0 | 0 | 0 | 0 | 0 | 0
| Total Direct Costs |  |  | 0 | 0 | 0 | 0 | 0 | 0 | 0 | 0 | 0 | 0 | 0 | 0 | 0 | 0 | 0 | 0 | 0 | 0 | 0 | 0 | 0 | 0 | 0 | 0 | 0 | 0 | 0 | 0 | 0 | 0 | 0 | 0 | 0 | 0 | 0 | 0 | 0 | 0 | 0 | 0 | 0 | 0 | 0 | 0 | 0 | 0 | 0 | 0 | 0 | 0
Non-Financial Costs/Benefits
Calculated values
| Category | Description |  | 2027 | 2028 | 2029 | 2030 | 2031 | 2032 | 2033 | 2034 | 2035 | 2036 | 2037 | 2038 | 2039 | 2040 | 2041 | 2042 | 2043 | 2044 | 2045 | 2046 | 2047 | 2048 | 2049 | 2050 | 2051 | 2052 | 2053 | 2054 | 2055 | 2056 | 2057 | 2058 | 2059 | 2060 | 2061 | 2062 | 2063 | 2064 | 2065 | 2066 | 2067 | 2068 | 2069 | 2070 | 2071 | 2072 | 2073 | 2074 | 2075 | 2076
Non-financial benefits/costs - values | Environmental | Leakage | £m | 0 | 0 | 0 | 0 | 0 | 0 | 0 | 0 | 0 | 0 | 0 | 0 | 0 | 0 | 0 | 0 | 0 | 0 | 0 | 0 | 0 | 0 | 0 | 0 | 0 | 0 | 0 | 0 | 0 | 0 | 0 | 0 | 0 | 0 | 0 | 0 | 0 | 0 | 0 | 0 | 0 | 0 | 0 | 0 | 0 | 0 | 0 | 0 | 0 | 0
| Environmental |  | £m
| Environmental |  | £m
| Safety | Fatality risk | £m | 0 | 0 | 0 | 0 | 0 | 0 | 0 | 0 | 0 | 0 | 0 | 0 | 0 | 0 | 0 | 0 | 0 | 0 | 0 | 0 | 0 | 0 | 0 | 0 | 0 | 0 | 0 | 0 | 0 | 0 | 0 | 0 | 0 | 0 | 0 | 0 | 0 | 0 | 0 | 0 | 0 | 0 | 0 | 0 | 0 | 0 | 0 | 0 | 0 | 0
| Safety | Non-Fatality risk | £m | 0 | 0 | 0 | 0 | 0 | 0 | 0 | 0 | 0 | 0 | 0 | 0 | 0 | 0 | 0 | 0 | 0 | 0 | 0 | 0 | 0 | 0 | 0 | 0 | 0 | 0 | 0 | 0 | 0 | 0 | 0 | 0 | 0 | 0 | 0 | 0 | 0 | 0 | 0 | 0 | 0 | 0 | 0 | 0 | 0 | 0 | 0 | 0 | 0 | 0
| Safety |  | £m
| Safety |  | £m
| Financial | NGN VF Financial Risk | £m
| Financial | NGN VF Customer Risk | £m
| Financial | NGN VF Compliance Risk | £m
| Other |  | £m
| Other |  | £m
Inputs
| Category | Description |  | 2027 | 2028 | 2029 | 2030 | 2031 | 2032 | 2033 | 2034 | 2035 | 2036 | 2037 | 2038 | 2039 | 2040 | 2041 | 2042 | 2043 | 2044 | 2045 | 2046 | 2047 | 2048 | 2049 | 2050 | 2051 | 2052 | 2053 | 2054 | 2055 | 2056 | 2057 | 2058 | 2059 | 2060 | 2061 | 2062 | 2063 | 2064 | 2065 | 2066 | 2067 | 2068 | 2069 | 2070 | 2071 | 2072 | 2073 | 2074 | 2075 | 2076
Non-financial benefits/costs - inputs | Environmental | Leakage | GWh
Environmental
Environmental
| Safety | Fatality risk
| Safety | Non-Fatality risk
Safety
Safety
Other
Other
Other
Other
Other
Alternative carbon calculations |  |  |  | 2027 | 2028 | 2029 | 2030 | 2031 | 2032 | 2033 | 2034 | 2035 | 2036 | 2037 | 2038 | 2039 | 2040 | 2041 | 2042 | 2043 | 2044 | 2045 | 2046 | 2047 | 2048 | 2049 | 2050 | 2051 | 2052 | 2053 | 2054 | 2055 | 2056 | 2057 | 2058 | 2059 | 2060 | 2061 | 2062 | 2063 | 2064 | 2065 | 2066 | 2067 | 2068 | 2069 | 2070 | 2071 | 2072 | 2073 | 2074 | 2075 | 2076
Environmental costs - low CO2 cost | Environmental | Leakage | £m | 0 | 0 | 0 | 0 | 0 | 0 | 0 | 0 | 0 | 0 | 0 | 0 | 0 | 0 | 0 | 0 | 0 | 0 | 0 | 0 | 0 | 0 | 0 | 0 | 0 | 0 | 0 | 0 | 0 | 0 | 0 | 0 | 0 | 0 | 0 | 0 | 0 | 0 | 0 | 0 | 0 | 0 | 0 | 0 | 0 | 0 | 0 | 0 | 0 | 0
| Environmental |  | £m
| Environmental |  | £m
Environmental costs - high CO2 cost | Environmental | Leakage | £m | 0 | 0 | 0 | 0 | 0 | 0 | 0 | 0 | 0 | 0 | 0 | 0 | 0 | 0 | 0 | 0 | 0 | 0 | 0 | 0 | 0 | 0 | 0 | 0 | 0 | 0 | 0 | 0 | 0 | 0 | 0 | 0 | 0 | 0 | 0 | 0 | 0 | 0 | 0 | 0 | 0 | 0 | 0 | 0 | 0 | 0 | 0 | 0 | 0 | 0
| Environmental |  | £m
| Environmental |  | £m
Net Present Values
Discount factors and summary
|  |  |  | 2027 | 2028 | 2029 | 2030 | 2031 | 2032 | 2033 | 2034 | 2035 | 2036 | 2037 | 2038 | 2039 | 2040 | 2041 | 2042 | 2043 | 2044 | 2045 | 2046 | 2047 | 2048 | 2049 | 2050 | 2051 | 2052 | 2053 | 2054 | 2055 | 2056 | 2057 | 2058 | 2059 | 2060 | 2061 | 2062 | 2063 | 2064 | 2065 | 2066 | 2067 | 2068 | 2069 | 2070 | 2071 | 2072 | 2073 | 2074 | 2075 | 2076
Discount factors | Discount factor (Non-Safety) | =1/[(1+SRTP)^n] | % | 100% | 96.62% | 93.35% | 90.19% | 87.14% | 84.2% | 81.35% | 78.6% | 75.94% | 73.37% | 70.89% | 68.49% | 66.18% | 63.94% | 61.78% | 59.69% | 57.67% | 55.72% | 53.84% | 52.02% | 50.26% | 48.56% | 46.92% | 45.33% | 43.8% | 42.31% | 40.88% | 39.5% | 38.17% | 36.87% | 35.63% | 34.59% | 33.58% | 32.6% | 31.65% | 30.73% | 29.84% | 28.97% | 28.12% | 27.31% | 26.51% | 25.74% | 24.99% | 24.26% | 23.55% | 22.87% | 22.2% | 21.56% | 20.93% | 20.32%
| Discount factor (Safety) | =1/[(1+HDR)^n] | % | 100% | 98.52% | 97.07% | 95.63% | 94.22% | 92.83% | 91.45% | 90.1% | 88.77% | 87.46% | 86.17% | 84.89% | 83.64% | 82.4% | 81.18% | 79.99% | 78.8% | 77.64% | 76.49% | 75.36% | 74.25% | 73.15% | 72.07% | 71% | 69.95% | 68.92% | 67.9% | 66.9% | 65.91% | 64.94% | 63.98% | 63.16% | 62.36% | 61.57% | 60.79% | 60.02% | 59.25% | 58.5% | 57.76% | 57.03% | 56.3% | 55.59% | 54.88% | 54.18% | 53.5% | 52.82% | 52.15% | 51.48% | 50.83% | 50.19%
Summary of discounted costs/benefits | Capex |  | £m | 0 | 0 | 0 | 0 | 0 | 0 | 0 | 0 | 0 | 0 | 0 | 0 | 0 | 0 | 0 | 0 | 0 | 0 | 0 | 0 | 0 | 0 | 0 | 0 | 0 | 0 | 0 | 0 | 0 | 0 | 0 | 0 | 0 | 0 | 0 | 0 | 0 | 0 | 0 | 0 | 0 | 0 | 0 | 0 | 0 | 0 | 0 | 0 | 0 | 0
| Opex |  | £m | 0 | 0 | 0 | 0 | 0 | 0 | 0 | 0 | 0 | 0 | 0 | 0 | 0 | 0 | 0 | 0 | 0 | 0 | 0 | 0 | 0 | 0 | 0 | 0 | 0 | 0 | 0 | 0 | 0 | 0 | 0 | 0 | 0 | 0 | 0 | 0 | 0 | 0 | 0 | 0 | 0 | 0 | 0 | 0 | 0 | 0 | 0 | 0 | 0 | 0
| Pass Through Costs |  | £m | 0 | 0 | 0 | 0 | 0 | 0 | 0 | 0 | 0 | 0 | 0 | 0 | 0 | 0 | 0 | 0 | 0 | 0 | 0 | 0 | 0 | 0 | 0 | 0 | 0 | 0 | 0 | 0 | 0 | 0 | 0 | 0 | 0 | 0 | 0 | 0 | 0 | 0 | 0 | 0 | 0 | 0 | 0 | 0 | 0 | 0 | 0 | 0 | 0 | 0
| Environmental - central CO2 cost |  | £m | 0 | 0 | 0 | 0 | 0 | 0 | 0 | 0 | 0 | 0 | 0 | 0 | 0 | 0 | 0 | 0 | 0 | 0 | 0 | 0 | 0 | 0 | 0 | 0 | 0 | 0 | 0 | 0 | 0 | 0 | 0 | 0 | 0 | 0 | 0 | 0 | 0 | 0 | 0 | 0 | 0 | 0 | 0 | 0 | 0 | 0 | 0 | 0 | 0 | 0
| Environmental - low CO2 cost |  | £m | 0 | 0 | 0 | 0 | 0 | 0 | 0 | 0 | 0 | 0 | 0 | 0 | 0 | 0 | 0 | 0 | 0 | 0 | 0 | 0 | 0 | 0 | 0 | 0 | 0 | 0 | 0 | 0 | 0 | 0 | 0 | 0 | 0 | 0 | 0 | 0 | 0 | 0 | 0 | 0 | 0 | 0 | 0 | 0 | 0 | 0 | 0 | 0 | 0 | 0
| Environmental - high CO2 cost |  | £m | 0 | 0 | 0 | 0 | 0 | 0 | 0 | 0 | 0 | 0 | 0 | 0 | 0 | 0 | 0 | 0 | 0 | 0 | 0 | 0 | 0 | 0 | 0 | 0 | 0 | 0 | 0 | 0 | 0 | 0 | 0 | 0 | 0 | 0 | 0 | 0 | 0 | 0 | 0 | 0 | 0 | 0 | 0 | 0 | 0 | 0 | 0 | 0 | 0 | 0
| Safety |  | £m | 0 | 0 | 0 | 0 | 0 | 0 | 0 | 0 | 0 | 0 | 0 | 0 | 0 | 0 | 0 | 0 | 0 | 0 | 0 | 0 | 0 | 0 | 0 | 0 | 0 | 0 | 0 | 0 | 0 | 0 | 0 | 0 | 0 | 0 | 0 | 0 | 0 | 0 | 0 | 0 | 0 | 0 | 0 | 0 | 0 | 0 | 0 | 0 | 0 | 0
| Financial |  | £m | 0 | 0 | 0 | 0 | 0 | 0 | 0 | 0 | 0 | 0 | 0 | 0 | 0 | 0 | 0 | 0 | 0 | 0 | 0 | 0 | 0 | 0 | 0 | 0 | 0 | 0 | 0 | 0 | 0 | 0 | 0 | 0 | 0 | 0 | 0 | 0 | 0 | 0 | 0 | 0 | 0 | 0 | 0 | 0 | 0 | 0 | 0 | 0 | 0 | 0
| Other |  | £m | 0 | 0 | 0 | 0 | 0 | 0 | 0 | 0 | 0 | 0 | 0 | 0 | 0 | 0 | 0 | 0 | 0 | 0 | 0 | 0 | 0 | 0 | 0 | 0 | 0 | 0 | 0 | 0 | 0 | 0 | 0 | 0 | 0 | 0 | 0 | 0 | 0 | 0 | 0 | 0 | 0 | 0 | 0 | 0 | 0 | 0 | 0 | 0 | 0 | 0
Annual Total | Total - central carbon cost |  | £m | 0 | 0 | 0 | 0 | 0 | 0 | 0 | 0 | 0 | 0 | 0 | 0 | 0 | 0 | 0 | 0 | 0 | 0 | 0 | 0 | 0 | 0 | 0 | 0 | 0 | 0 | 0 | 0 | 0 | 0 | 0 | 0 | 0 | 0 | 0 | 0 | 0 | 0 | 0 | 0 | 0 | 0 | 0 | 0 | 0 | 0 | 0 | 0 | 0 | 0
| Total - low carbon cost |  | £m | 0 | 0 | 0 | 0 | 0 | 0 | 0 | 0 | 0 | 0 | 0 | 0 | 0 | 0 | 0 | 0 | 0 | 0 | 0 | 0 | 0 | 0 | 0 | 0 | 0 | 0 | 0 | 0 | 0 | 0 | 0 | 0 | 0 | 0 | 0 | 0 | 0 | 0 | 0 | 0 | 0 | 0 | 0 | 0 | 0 | 0 | 0 | 0 | 0 | 0
| Total - high carbon cost |  | £m | 0 | 0 | 0 | 0 | 0 | 0 | 0 | 0 | 0 | 0 | 0 | 0 | 0 | 0 | 0 | 0 | 0 | 0 | 0 | 0 | 0 | 0 | 0 | 0 | 0 | 0 | 0 | 0 | 0 | 0 | 0 | 0 | 0 | 0 | 0 | 0 | 0 | 0 | 0 | 0 | 0 | 0 | 0 | 0 | 0 | 0 | 0 | 0 | 0 | 0
Net Present Value | NPV - central carbon cost |  | £m | 0 | 0 | 0 | 0 | 0 | 0 | 0 | 0 | 0 | 0 | 0 | 0 | 0 | 0 | 0 | 0 | 0 | 0 | 0 | 0 | 0 | 0 | 0 | 0 | 0 | 0 | 0 | 0 | 0 | 0 | 0 | 0 | 0 | 0 | 0 | 0 | 0 | 0 | 0 | 0 | 0 | 0 | 0 | 0 | 0 | 0 | 0 | 0 | 0 | 0
| NPV - low carbon cost |  | £m | 0 | 0 | 0 | 0 | 0 | 0 | 0 | 0 | 0 | 0 | 0 | 0 | 0 | 0 | 0 | 0 | 0 | 0 | 0 | 0 | 0 | 0 | 0 | 0 | 0 | 0 | 0 | 0 | 0 | 0 | 0 | 0 | 0 | 0 | 0 | 0 | 0 | 0 | 0 | 0 | 0 | 0 | 0 | 0 | 0 | 0 | 0 | 0 | 0 | 0
| NPV - high carbon cost |  | £m | 0 | 0 | 0 | 0 | 0 | 0 | 0 | 0 | 0 | 0 | 0 | 0 | 0 | 0 | 0 | 0 | 0 | 0 | 0 | 0 | 0 | 0 | 0 | 0 | 0 | 0 | 0 | 0 | 0 | 0 | 0 | 0 | 0 | 0 | 0 | 0 | 0 | 0 | 0 | 0 | 0 | 0 | 0 | 0 | 0 | 0 | 0 | 0 | 0 | 0
Comparison to baseline
|  |  |  | 2027 | 2028 | 2029 | 2030 | 2031 | 2032 | 2033 | 2034 | 2035 | 2036 | 2037 | 2038 | 2039 | 2040 | 2041 | 2042 | 2043 | 2044 | 2045 | 2046 | 2047 | 2048 | 2049 | 2050 | 2051 | 2052 | 2053 | 2054 | 2055 | 2056 | 2057 | 2058 | 2059 | 2060 | 2061 | 2062 | 2063 | 2064 | 2065 | 2066 | 2067 | 2068 | 2069 | 2070 | 2071 | 2072 | 2073 | 2074 | 2075 | 2076
Summary of discounted costs/benefits | Capex |  | £m | 0 | 0 | 0 | 0 | 0 | 0 | 0 | 0 | 0 | 0 | 0 | 0 | 0 | 0 | 0 | 0 | 0 | 0 | 0 | 0 | 0 | 0 | 0 | 0 | 0 | 0 | 0 | 0 | 0 | 0 | 0 | 0 | 0 | 0 | 0 | 0 | 0 | 0 | 0 | 0 | 0 | 0 | 0 | 0 | 0 | 0 | 0 | 0 | 0 | 0
| Opex |  | £m | 0.08584 | 0.29565 | 0.08337 | 0 | 0.080971 | 0 | 0.35623 | 0 | 0.076378 | 0 | 0.07418 | 0.26063 | 0.072046 | 0 | 0.069972 | 0 | 0.31266 | 0 | 0.066003 | 0 | 0.064104 | 0.22975 | 0.06226 | 0 | 0.060468 | 0 | 0.27444 | 0 | 0.057038 | 0 | 0.055397 | 0.20352 | 0.054326 | 0 | 0.053277 | 0 | 0.24802 | 0 | 0.051238 | 0 | 0.050247 | 0.18831 | 0.049276 | 0 | 0.048324 | 0 | 0.22853 | 0 | 0.046475 | 0
| Pass Through Costs |  | £m | 0 | 0 | 0 | 0 | 0 | 0 | 0 | 0 | 0 | 0 | 0 | 0 | 0 | 0 | 0 | 0 | 0 | 0 | 0 | 0 | 0 | 0 | 0 | 0 | 0 | 0 | 0 | 0 | 0 | 0 | 0 | 0 | 0 | 0 | 0 | 0 | 0 | 0 | 0 | 0 | 0 | 0 | 0 | 0 | 0 | 0 | 0 | 0 | 0 | 0
| Environmental - central CO2 cost |  | £m | 0 | 0 | 0 | 0 | 0 | 0 | 0 | 0 | 0 | 0 | 0 | 0 | 0 | 0 | 0 | 0 | 0 | 0 | 0 | 0 | 0 | 0 | 0 | 0 | 0 | 0 | 0 | 0 | 0 | 0 | 0 | 0 | 0 | 0 | 0 | 0 | 0 | 0 | 0 | 0 | 0 | 0 | 0 | 0 | 0 | 0 | 0 | 0 | 0 | 0
| Environmental - low CO2 cost |  | £m | 0 | 0 | 0 | 0 | 0 | 0 | 0 | 0 | 0 | 0 | 0 | 0 | 0 | 0 | 0 | 0 | 0 | 0 | 0 | 0 | 0 | 0 | 0 | 0 | 0 | 0 | 0 | 0 | 0 | 0 | 0 | 0 | 0 | 0 | 0 | 0 | 0 | 0 | 0 | 0 | 0 | 0 | 0 | 0 | 0 | 0 | 0 | 0 | 0 | 0
| Environmental - high CO2 cost |  | £m | 0 | 0 | 0 | 0 | 0 | 0 | 0 | 0 | 0 | 0 | 0 | 0 | 0 | 0 | 0 | 0 | 0 | 0 | 0 | 0 | 0 | 0 | 0 | 0 | 0 | 0 | 0 | 0 | 0 | 0 | 0 | 0 | 0 | 0 | 0 | 0 | 0 | 0 | 0 | 0 | 0 | 0 | 0 | 0 | 0 | 0 | 0 | 0 | 0 | 0
| Safety |  | £m | 0 | 0 | 0 | 0 | 0 | 0 | 0 | 0 | 0 | 0 | 0 | 0 | 0 | 0 | 0 | 0 | 0 | 0 | 0 | 0 | 0 | 0 | 0 | 0 | 0 | 0 | 0 | 0 | 0 | 0 | 0 | 0 | 0 | 0 | 0 | 0 | 0 | 0 | 0 | 0 | 0 | 0 | 0 | 0 | 0 | 0 | 0 | 0 | 0 | 0
| Financial |  |  | 9.297 | 9.0614 | 8.8325 | 8.61 | 8.3937 | 8.1836 | 7.9794 | 7.781 | 7.5882 | 7.4009 | 7.2188 | 7.042 | 6.8701 | 6.7031 | 6.5409 | 6.3833 | 6.2302 | 6.0815 | 5.937 | 5.7967 | 5.6604 | 5.528 | 5.3994 | 5.2745 | 5.1532 | 5.0354 | 4.921 | 4.81 | 4.7022 | 4.5975 | 4.4959 | 4.4186 | 4.3434 | 4.2702 | 4.199 | 4.1298 | 4.0624 | 3.9969 | 3.9333 | 3.8714 | 3.8113 | 3.7529 | 3.6963 | 3.6412 | 3.5878 | 3.536 | 3.4858 | 3.4371 | 3.3899 | 3.3441
| Other |  | £m | 0 | 0 | 0 | 0 | 0 | 0 | 0 | 0 | 0 | 0 | 0 | 0 | 0 | 0 | 0 | 0 | 0 | 0 | 0 | 0 | 0 | 0 | 0 | 0 | 0 | 0 | 0 | 0 | 0 | 0 | 0 | 0 | 0 | 0 | 0 | 0 | 0 | 0 | 0 | 0 | 0 | 0 | 0 | 0 | 0 | 0 | 0 | 0 | 0 | 0
Annual Total | Total - central carbon cost |  | £m | 9.3828 | 9.3571 | 8.9158 | 8.61 | 8.4747 | 8.1836 | 8.3357 | 7.781 | 7.6646 | 7.4009 | 7.293 | 7.3026 | 6.9422 | 6.7031 | 6.6109 | 6.3833 | 6.5429 | 6.0815 | 6.003 | 5.7967 | 5.7245 | 5.7577 | 5.4616 | 5.2745 | 5.2137 | 5.0354 | 5.1955 | 4.81 | 4.7592 | 4.5975 | 4.5513 | 4.6221 | 4.3977 | 4.2702 | 4.2523 | 4.1298 | 4.3104 | 3.9969 | 3.9845 | 3.8714 | 3.8616 | 3.9413 | 3.7455 | 3.6412 | 3.6361 | 3.536 | 3.7143 | 3.4371 | 3.4363 | 3.3441
| Total - low carbon cost |  | £m | 9.3828 | 9.3571 | 8.9158 | 8.61 | 8.4747 | 8.1836 | 8.3357 | 7.781 | 7.6646 | 7.4009 | 7.293 | 7.3026 | 6.9422 | 6.7031 | 6.6109 | 6.3833 | 6.5429 | 6.0815 | 6.003 | 5.7967 | 5.7245 | 5.7577 | 5.4616 | 5.2745 | 5.2137 | 5.0354 | 5.1955 | 4.81 | 4.7592 | 4.5975 | 4.5513 | 4.6221 | 4.3977 | 4.2702 | 4.2523 | 4.1298 | 4.3104 | 3.9969 | 3.9845 | 3.8714 | 3.8616 | 3.9413 | 3.7455 | 3.6412 | 3.6361 | 3.536 | 3.7143 | 3.4371 | 3.4363 | 3.3441
| Total - high carbon cost |  | £m | 9.3828 | 9.3571 | 8.9158 | 8.61 | 8.4747 | 8.1836 | 8.3357 | 7.781 | 7.6646 | 7.4009 | 7.293 | 7.3026 | 6.9422 | 6.7031 | 6.6109 | 6.3833 | 6.5429 | 6.0815 | 6.003 | 5.7967 | 5.7245 | 5.7577 | 5.4616 | 5.2745 | 5.2137 | 5.0354 | 5.1955 | 4.81 | 4.7592 | 4.5975 | 4.5513 | 4.6221 | 4.3977 | 4.2702 | 4.2523 | 4.1298 | 4.3104 | 3.9969 | 3.9845 | 3.8714 | 3.8616 | 3.9413 | 3.7455 | 3.6412 | 3.6361 | 3.536 | 3.7143 | 3.4371 | 3.4363 | 3.3441
Net Present Value | Total - central carbon cost |  | £m | 9.3828 | 18.7399 | 27.6557 | 36.2657 | 44.7404 | 52.924 | 61.2597 | 69.0407 | 76.7053 | 84.1062 | 91.3992 | 98.7018 | 105.644 | 112.3471 | 118.958 | 125.3414 | 131.8843 | 137.9658 | 143.9688 | 149.7655 | 155.4899 | 161.2477 | 166.7093 | 171.9838 | 177.1974 | 182.2328 | 187.4283 | 192.2383 | 196.9975 | 201.5951 | 206.1464 | 210.7685 | 215.1663 | 219.4365 | 223.6888 | 227.8185 | 232.129 | 236.1259 | 240.1104 | 243.9818 | 247.8434 | 251.7847 | 255.5302 | 259.1714 | 262.8076 | 266.3436 | 270.0579 | 273.4949 | 276.9313 | 280.2754
| Total - low carbon cost |  | £m | 9.3828 | 18.7399 | 27.6557 | 36.2657 | 44.7404 | 52.924 | 61.2597 | 69.0407 | 76.7053 | 84.1062 | 91.3992 | 98.7018 | 105.644 | 112.3471 | 118.958 | 125.3414 | 131.8843 | 137.9658 | 143.9688 | 149.7655 | 155.4899 | 161.2477 | 166.7093 | 171.9838 | 177.1974 | 182.2328 | 187.4283 | 192.2383 | 196.9975 | 201.5951 | 206.1464 | 210.7685 | 215.1663 | 219.4365 | 223.6888 | 227.8185 | 232.129 | 236.1259 | 240.1104 | 243.9818 | 247.8434 | 251.7847 | 255.5302 | 259.1714 | 262.8076 | 266.3436 | 270.0579 | 273.4949 | 276.9313 | 280.2754
| Total - high carbon cost |  | £m | 9.3828 | 18.7399 | 27.6557 | 36.2657 | 44.7404 | 52.924 | 61.2597 | 69.0407 | 76.7053 | 84.1062 | 91.3992 | 98.7018 | 105.644 | 112.3471 | 118.958 | 125.3414 | 131.8843 | 137.9658 | 143.9688 | 149.7655 | 155.4899 | 161.2477 | 166.7093 | 171.9838 | 177.1974 | 182.2328 | 187.4283 | 192.2383 | 196.9975 | 201.5951 | 206.1464 | 210.7685 | 215.1663 | 219.4365 | 223.6888 | 227.8185 | 232.129 | 236.1259 | 240.1104 | 243.9818 | 247.8434 | 251.7847 | 255.5302 | 259.1714 | 262.8076 | 266.3436 | 270.0579 | 273.4949 | 276.9313 | 280.2754
|  |  |  | 2027 | 2028 | 2029 | 2030 | 2031 | 2032 | 2033 | 2034 | 2035 | 2036 | 2037 | 2038 | 2039 | 2040 | 2041 | 2042 | 2043 | 2044 | 2045 | 2046 | 2047 | 2048 | 2049 | 2050 | 2051 | 2052 | 2053 | 2054 | 2055 | 2056 | 2057 | 2058 | 2059 | 2060 | 2061 | 2062 | 2063 | 2064 | 2065 | 2066 | 2067 | 2068 | 2069 | 2070 | 2071 | 2072 | 2073 | 2074 | 2075 | 2076
| Monetised risk - memo line |  | £m
Note on B10: Ofgem: Enter as year (eg 2027)
Note on C158: Duncan Innes:GT/GD
Note on C161: Duncan Innes: All sectors
Note on C162: Duncan Innes: All sectors
Note on B229: Ofgem: This line records the total monetised risk of the modelled scenario. It acts as a cross-reference between the CBA and NARM BPDTs and should not directly link to any formulas in the CBA analysis above.

## Option_9 Workings (hidden)
Additional cost/benefit explanations
Please provide a short explanation of any additional cost/benefit lines that have been completed in addition to the pre-populated ones. This should include both a description of the nature of the cost/benefit, and an explanation of how the value was calculated, citing appropriate sources (eg for relevant global warming potentials). If an explanation has been provided within the EJP, then simply provide a reference to the relevant page number.
Long term cost/benefit assumptions
Please briefly summarise the assumptions you have used to calculate long-term (ie beyond the duration of the RIIO3 price control) costs and other inputs (eg "Opex assumed to increase at 1%/year based on historic trends"). In most cases we would expect these to be the same across the baseline and different options, but where this is not the case additional tabs can be completed as necessary. If detailed descriptions are required (eg to explain assumptions around whole life costs of assets) these should be included as part of the EJP
Capex
Opex
Leakage
Fatality risk
Non-Fatality risk
Cost cross-referencing
If there is any explanation required on how the cost data set out in the EJP totals to the lines in the CBA, please provide it here.

## Option_10 (hidden)
Summary | [7 empty] | Text Descriptions
[8 empty] | Option Description - this should allow us to quickly recognise the option being assessed (based on descriptions in the EJP and other documents) and distinguish it both from other investment areas and from other options. If appropriate, please provide sitemaps, photos or any other documents that will help with this identification (likely to be relevant for major projects rather than asset classes) | [6 empty] | Stakeholder Support Summary - please provide a synopsis which details the feedback from stakeholder group(s)
Option Name |  |  |  | Date Undertaken:
Scheme Reference ID
Expenditure Type |  |  |  | Authorised By:
Preferred Option (Y/N)
Spend Area (Please include relevant RRP/BPDT Table Reference)
First year of expenditure outflow | 2027
Payback position at year | Central CO2 Cost - PV of costs & benefits (£m) | Central CO2 Cost - NPV relative to baseline (£m) | Low CO2 cost - PV of costs & benefits (£m) | Low CO2 cost - NPV relative to baseline (£m) | High CO2 cost - PV of costs & benefits (£m) | High CO2 cost - NPV relative to baseline (£m)
2035 | 0 | 76.7053 | 0 | 76.7053 | 0 | 76.7053
2040 | 0 | 112.3471 | 0 | 112.3471 | 0 | 112.3471
2045 | 0 | 143.9688 | 0 | 143.9688 | 0 | 143.9688
2050 | 0 | 171.9838 | 0 | 171.9838 | 0 | 171.9838
2060 | 0 | 219.4365 | 0 | 219.4365 | 0 | 219.4365
2070 | 0 | 259.1714 | 0 | 259.1714 | 0 | 259.1714
Capitalisation rate | 33.7% | [6 empty] | Engineering Justification Summary - please provide a synopsis & share the document which articulates the full detailed explanation | [6 empty] | Company View - please provide a synopsis which details your view of how beneficial this option is.
Expenditure Profile - Summary
| 2027 | 2028 | 2029 | 2030 | 2031 | Post RIIO3
| (£m) | (£m) | (£m) | (£m) | (£m) | (£m)
Capitalised costs | 0 | 0 | 0 | 0 | 0 | 0
Non-capitalised costs | 0 | 0 | 0 | 0 | 0 | 0
| Asset Class | Unit | Comments
Output
Financial Costs
Inputs
|  |  |  | RIIO3 |  |  |  |  | RIIO4 |  |  |  |  | RIIO5 |  |  |  |  | RIIO6 |  |  |  |  | RIIO7 |  |  |  |  | RIIO8 |  |  |  |  | RIIO9 |  |  |  |  | RIIO10 |  |  |  |  | RIIO11 |  |  |  |  | RIIO12
|  |  |  | 1 | 2 | 3 | 4 | 5 | 6 | 7 | 8 | 9 | 10 | 11 | 12 | 13 | 14 | 15 | 16 | 17 | 18 | 19 | 20 | 21 | 22 | 23 | 24 | 25 | 26 | 27 | 28 | 29 | 30 | 31 | 32 | 33 | 34 | 35 | 36 | 37 | 38 | 39 | 40 | 41 | 42 | 43 | 44 | 45 | 46 | 47 | 48 | 49 | 50
| Asset Class | Intervention type |  | 2027 | 2028 | 2029 | 2030 | 2031 | 2032 | 2033 | 2034 | 2035 | 2036 | 2037 | 2038 | 2039 | 2040 | 2041 | 2042 | 2043 | 2044 | 2045 | 2046 | 2047 | 2048 | 2049 | 2050 | 2051 | 2052 | 2053 | 2054 | 2055 | 2056 | 2057 | 2058 | 2059 | 2060 | 2061 | 2062 | 2063 | 2064 | 2065 | 2066 | 2067 | 2068 | 2069 | 2070 | 2071 | 2072 | 2073 | 2074 | 2075 | 2076
Capex/Repex |  |  | £m
£m
£m
£m
£m
£m
£m
£m
£m
£m
| Total Capex | (1) | £m | 0 | 0 | 0 | 0 | 0 | 0 | 0 | 0 | 0 | 0 | 0 | 0 | 0 | 0 | 0 | 0 | 0 | 0 | 0 | 0 | 0 | 0 | 0 | 0 | 0 | 0 | 0 | 0 | 0 | 0 | 0 | 0 | 0 | 0 | 0 | 0 | 0 | 0 | 0 | 0 | 0 | 0 | 0 | 0 | 0 | 0 | 0 | 0 | 0 | 0
Associated direct opex |  |  | £m
£m
£m
£m
£m
| Total Opex |  | £m | 0 | 0 | 0 | 0 | 0 | 0 | 0 | 0 | 0 | 0 | 0 | 0 | 0 | 0 | 0 | 0 | 0 | 0 | 0 | 0 | 0 | 0 | 0 | 0 | 0 | 0 | 0 | 0 | 0 | 0 | 0 | 0 | 0 | 0 | 0 | 0 | 0 | 0 | 0 | 0 | 0 | 0 | 0 | 0 | 0 | 0 | 0 | 0 | 0 | 0
Pass through costs | Leakage |  | £m | 0 | 0 | 0 | 0 | 0 | 0 | 0 | 0 | 0 | 0 | 0 | 0 | 0 | 0 | 0 | 0 | 0 | 0 | 0 | 0 | 0 | 0 | 0 | 0 | 0 | 0 | 0 | 0 | 0 | 0 | 0 | 0 | 0 | 0 | 0 | 0 | 0 | 0 | 0 | 0 | 0 | 0 | 0 | 0 | 0 | 0 | 0 | 0 | 0 | 0
£m
| Total Pass Through Costs |  | £m | 0 | 0 | 0 | 0 | 0 | 0 | 0 | 0 | 0 | 0 | 0 | 0 | 0 | 0 | 0 | 0 | 0 | 0 | 0 | 0 | 0 | 0 | 0 | 0 | 0 | 0 | 0 | 0 | 0 | 0 | 0 | 0 | 0 | 0 | 0 | 0 | 0 | 0 | 0 | 0 | 0 | 0 | 0 | 0 | 0 | 0 | 0 | 0 | 0 | 0
Annual cost calculations |  |  |  | 2027 | 2028 | 2029 | 2030 | 2031 | 2032 | 2033 | 2034 | 2035 | 2036 | 2037 | 2038 | 2039 | 2040 | 2041 | 2042 | 2043 | 2044 | 2045 | 2046 | 2047 | 2048 | 2049 | 2050 | 2051 | 2052 | 2053 | 2054 | 2055 | 2056 | 2057 | 2058 | 2059 | 2060 | 2061 | 2062 | 2063 | 2064 | 2065 | 2066 | 2067 | 2068 | 2069 | 2070 | 2071 | 2072 | 2073 | 2074 | 2075 | 2076
| Capitalisation rates | (2) | % | 33.7% | 33.7% | 33.7% | 33.7% | 33.7% | 33.7% | 33.7% | 33.7% | 33.7% | 33.7% | 33.7% | 33.7% | 33.7% | 33.7% | 33.7% | 33.7% | 33.7% | 33.7% | 33.7% | 33.7% | 33.7% | 33.7% | 33.7% | 0% | 0% | 0% | 0% | 0% | 0% | 0% | 0% | 0% | 0% | 0% | 0% | 0% | 0% | 0% | 0% | 0% | 0% | 0% | 0% | 0% | 0% | 0% | 0% | 0% | 0% | 0%
| Capitalised investment | (3)=(1)x(2) | £m | 0 | 0 | 0 | 0 | 0 | 0 | 0 | 0 | 0 | 0 | 0 | 0 | 0 | 0 | 0 | 0 | 0 | 0 | 0 | 0 | 0 | 0 | 0 | 0 | 0 | 0 | 0 | 0 | 0 | 0 | 0 | 0 | 0 | 0 | 0 | 0 | 0 | 0 | 0 | 0 | 0 | 0 | 0 | 0 | 0 | 0 | 0 | 0 | 0 | 0
| Investment to be expensed | (4)=(1)-(3) | £m | 0 | 0 | 0 | 0 | 0 | 0 | 0 | 0 | 0 | 0 | 0 | 0 | 0 | 0 | 0 | 0 | 0 | 0 | 0 | 0 | 0 | 0 | 0 | 0 | 0 | 0 | 0 | 0 | 0 | 0 | 0 | 0 | 0 | 0 | 0 | 0 | 0 | 0 | 0 | 0 | 0 | 0 | 0 | 0 | 0 | 0 | 0 | 0 | 0 | 0
| 2027 Depreciation | (5)2027=(3)2027*Dep_ratet | £m |  | 0 | 0 | 0 | 0 | 0 | 0 | 0 | 0 | 0 | 0 | 0 | 0 | 0 | 0 | 0 | 0 | 0 | 0 | 0 | 0 | 0 | 0 | 0 | 0 | 0 | 0 | 0 | 0 | 0 | 0 | 0 | 0 | 0 | 0 | 0 | 0 | 0 | 0 | 0 | 0 | 0 | 0 | 0 | 0 | 0 | 0 | 0 | 0 | 0
| 2028 Depreciation | (5)2028=(3)2028*Dep_ratet | £m |  |  | 0 | 0 | 0 | 0 | 0 | 0 | 0 | 0 | 0 | 0 | 0 | 0 | 0 | 0 | 0 | 0 | 0 | 0 | 0 | 0 | 0 | 0 | 0 | 0 | 0 | 0 | 0 | 0 | 0 | 0 | 0 | 0 | 0 | 0 | 0 | 0 | 0 | 0 | 0 | 0 | 0 | 0 | 0 | 0 | 0 | 0 | 0 | 0
| 2029 Depreciation | (5)2029=(3)2029*Dep_ratet | £m |  |  |  | 0 | 0 | 0 | 0 | 0 | 0 | 0 | 0 | 0 | 0 | 0 | 0 | 0 | 0 | 0 | 0 | 0 | 0 | 0 | 0 | 0 | 0 | 0 | 0 | 0 | 0 | 0 | 0 | 0 | 0 | 0 | 0 | 0 | 0 | 0 | 0 | 0 | 0 | 0 | 0 | 0 | 0 | 0 | 0 | 0 | 0 | 0
| 2030 Depreciation | (5)2030=(3)2030*Dep_ratet | £m |  |  |  |  | 0 | 0 | 0 | 0 | 0 | 0 | 0 | 0 | 0 | 0 | 0 | 0 | 0 | 0 | 0 | 0 | 0 | 0 | 0 | 0 | 0 | 0 | 0 | 0 | 0 | 0 | 0 | 0 | 0 | 0 | 0 | 0 | 0 | 0 | 0 | 0 | 0 | 0 | 0 | 0 | 0 | 0 | 0 | 0 | 0 | 0
| 2031 Depreciation | (5)2031=(3)2031*Dep_ratet | £m | [5 empty] | 0 | 0 | 0 | 0 | 0 | 0 | 0 | 0 | 0 | 0 | 0 | 0 | 0 | 0 | 0 | 0 | 0 | 0 | 0 | 0 | 0 | 0 | 0 | 0 | 0 | 0 | 0 | 0 | 0 | 0 | 0 | 0 | 0 | 0 | 0 | 0 | 0 | 0 | 0 | 0 | 0 | 0 | 0 | 0 | 0
| 2032 Depreciation | (5)2032=(3)2032*Dep_ratet | £m | [6 empty] | 0 | 0 | 0 | 0 | 0 | 0 | 0 | 0 | 0 | 0 | 0 | 0 | 0 | 0 | 0 | 0 | 0 | 0 | 0 | 0 | 0 | 0 | 0 | 0 | 0 | 0 | 0 | 0 | 0 | 0 | 0 | 0 | 0 | 0 | 0 | 0 | 0 | 0 | 0 | 0 | 0 | 0 | 0 | 0
| 2033 Depreciation | (5)2033=(3)2033*Dep_ratet | £m | [7 empty] | 0 | 0 | 0 | 0 | 0 | 0 | 0 | 0 | 0 | 0 | 0 | 0 | 0 | 0 | 0 | 0 | 0 | 0 | 0 | 0 | 0 | 0 | 0 | 0 | 0 | 0 | 0 | 0 | 0 | 0 | 0 | 0 | 0 | 0 | 0 | 0 | 0 | 0 | 0 | 0 | 0 | 0 | 0
| 2034 Depreciation | (5)2034=(3)2034*Dep_ratet | £m | [8 empty] | 0 | 0 | 0 | 0 | 0 | 0 | 0 | 0 | 0 | 0 | 0 | 0 | 0 | 0 | 0 | 0 | 0 | 0 | 0 | 0 | 0 | 0 | 0 | 0 | 0 | 0 | 0 | 0 | 0 | 0 | 0 | 0 | 0 | 0 | 0 | 0 | 0 | 0 | 0 | 0 | 0 | 0
| 2035 Depreciation | (5)2035=(3)2035*Dep_ratet | £m | [9 empty] | 0 | 0 | 0 | 0 | 0 | 0 | 0 | 0 | 0 | 0 | 0 | 0 | 0 | 0 | 0 | 0 | 0 | 0 | 0 | 0 | 0 | 0 | 0 | 0 | 0 | 0 | 0 | 0 | 0 | 0 | 0 | 0 | 0 | 0 | 0 | 0 | 0 | 0 | 0 | 0 | 0
| 2036 Depreciation | (5)2036=(3)2036*Dep_ratet | £m | [10 empty] | 0 | 0 | 0 | 0 | 0 | 0 | 0 | 0 | 0 | 0 | 0 | 0 | 0 | 0 | 0 | 0 | 0 | 0 | 0 | 0 | 0 | 0 | 0 | 0 | 0 | 0 | 0 | 0 | 0 | 0 | 0 | 0 | 0 | 0 | 0 | 0 | 0 | 0 | 0 | 0
| 2037 Depreciation | (5)2037=(3)2037*Dep_ratet | £m | [11 empty] | 0 | 0 | 0 | 0 | 0 | 0 | 0 | 0 | 0 | 0 | 0 | 0 | 0 | 0 | 0 | 0 | 0 | 0 | 0 | 0 | 0 | 0 | 0 | 0 | 0 | 0 | 0 | 0 | 0 | 0 | 0 | 0 | 0 | 0 | 0 | 0 | 0 | 0 | 0
| 2038 Depreciation | (5)2038=(3)2038*Dep_ratet | £m | [12 empty] | 0 | 0 | 0 | 0 | 0 | 0 | 0 | 0 | 0 | 0 | 0 | 0 | 0 | 0 | 0 | 0 | 0 | 0 | 0 | 0 | 0 | 0 | 0 | 0 | 0 | 0 | 0 | 0 | 0 | 0 | 0 | 0 | 0 | 0 | 0 | 0 | 0 | 0
| 2039 Depreciation | (5)2039=(3)2039*Dep_ratet | £m | [13 empty] | 0 | 0 | 0 | 0 | 0 | 0 | 0 | 0 | 0 | 0 | 0 | 0 | 0 | 0 | 0 | 0 | 0 | 0 | 0 | 0 | 0 | 0 | 0 | 0 | 0 | 0 | 0 | 0 | 0 | 0 | 0 | 0 | 0 | 0 | 0 | 0 | 0
| 2040 Depreciation | (5)2040=(3)2040*Dep_ratet | £m | [14 empty] | 0 | 0 | 0 | 0 | 0 | 0 | 0 | 0 | 0 | 0 | 0 | 0 | 0 | 0 | 0 | 0 | 0 | 0 | 0 | 0 | 0 | 0 | 0 | 0 | 0 | 0 | 0 | 0 | 0 | 0 | 0 | 0 | 0 | 0 | 0 | 0
| 2041 Depreciation | (5)2041=(3)2041*Dep_ratet | £m | [15 empty] | 0 | 0 | 0 | 0 | 0 | 0 | 0 | 0 | 0 | 0 | 0 | 0 | 0 | 0 | 0 | 0 | 0 | 0 | 0 | 0 | 0 | 0 | 0 | 0 | 0 | 0 | 0 | 0 | 0 | 0 | 0 | 0 | 0 | 0 | 0
| 2042 Depreciation | (5)2042=(3)2042*Dep_ratet | £m | [16 empty] | 0 | 0 | 0 | 0 | 0 | 0 | 0 | 0 | 0 | 0 | 0 | 0 | 0 | 0 | 0 | 0 | 0 | 0 | 0 | 0 | 0 | 0 | 0 | 0 | 0 | 0 | 0 | 0 | 0 | 0 | 0 | 0 | 0 | 0
| 2043 Depreciation | (5)2043=(3)2043*Dep_ratet | £m | [17 empty] | 0 | 0 | 0 | 0 | 0 | 0 | 0 | 0 | 0 | 0 | 0 | 0 | 0 | 0 | 0 | 0 | 0 | 0 | 0 | 0 | 0 | 0 | 0 | 0 | 0 | 0 | 0 | 0 | 0 | 0 | 0 | 0 | 0
| 2044 Depreciation | (5)2044=(3)2044*Dep_ratet | £m | [18 empty] | 0 | 0 | 0 | 0 | 0 | 0 | 0 | 0 | 0 | 0 | 0 | 0 | 0 | 0 | 0 | 0 | 0 | 0 | 0 | 0 | 0 | 0 | 0 | 0 | 0 | 0 | 0 | 0 | 0 | 0 | 0 | 0
| 2045 Depreciation | (5)2045=(3)2045*Dep_ratet | £m | [19 empty] | 0 | 0 | 0 | 0 | 0 | 0 | 0 | 0 | 0 | 0 | 0 | 0 | 0 | 0 | 0 | 0 | 0 | 0 | 0 | 0 | 0 | 0 | 0 | 0 | 0 | 0 | 0 | 0 | 0 | 0 | 0
| 2046 Depreciation | (5)2046=(3)2046*Dep_ratet | £m | [20 empty] | 0 | 0 | 0 | 0 | 0 | 0 | 0 | 0 | 0 | 0 | 0 | 0 | 0 | 0 | 0 | 0 | 0 | 0 | 0 | 0 | 0 | 0 | 0 | 0 | 0 | 0 | 0 | 0 | 0 | 0
| 2047 Depreciation | (5)2047=(3)2047*Dep_ratet | £m | 2048: 0; 2049: 0; 2050: 0; 2051: 0; 2052: 0; 2053: 0; 2054: 0; 2055: 0; 2056: 0; 2057: 0; 2058: 0; 2059: 0; 2060: 0; 2061: 0; 2062: 0; 2063: 0; 2064: 0; 2065: 0; 2066: 0; 2067: 0; 2068: 0; 2069: 0; 2070: 0; 2071: 0; 2072: 0; 2073: 0; 2074: 0; 2075: 0; 2076: 0
| 2048 Depreciation | (5)2048=(3)2048*Dep_ratet | £m | 2049: 0; 2050: 0; 2051: 0; 2052: 0; 2053: 0; 2054: 0; 2055: 0; 2056: 0; 2057: 0; 2058: 0; 2059: 0; 2060: 0; 2061: 0; 2062: 0; 2063: 0; 2064: 0; 2065: 0; 2066: 0; 2067: 0; 2068: 0; 2069: 0; 2070: 0; 2071: 0; 2072: 0; 2073: 0; 2074: 0; 2075: 0; 2076: 0
| 2049 Depreciation | (5)2049=(3)2049*Dep_ratet | £m | 2050: 0; 2051: 0; 2052: 0; 2053: 0; 2054: 0; 2055: 0; 2056: 0; 2057: 0; 2058: 0; 2059: 0; 2060: 0; 2061: 0; 2062: 0; 2063: 0; 2064: 0; 2065: 0; 2066: 0; 2067: 0; 2068: 0; 2069: 0; 2070: 0; 2071: 0; 2072: 0; 2073: 0; 2074: 0; 2075: 0; 2076: 0
| 2050 Depreciation | (5)2050=(3)2050*Dep_ratet | £m
| 2051 Depreciation | (5)2051=(3)2051*Dep_ratet | £m
| 2052 Depreciation | (5)2052=(3)2052*Dep_ratet | £m
| 2053 Depreciation | (5)2053=(3)2053*Dep_ratet | £m
| 2054 Depreciation | (5)2054=(3)2054*Dep_ratet | £m
| 2055 Depreciation | (5)2055=(3)2055*Dep_ratet | £m
| 2056 Depreciation | (5)2056=(3)2056*Dep_ratet | £m
| 2057 Depreciation | (5)2057=(3)2057*Dep_ratet | £m
| 2058 Depreciation | (5)2058=(3)2058*Dep_ratet | £m
| 2059 Depreciation | (5)2059=(3)2059*Dep_ratet | £m
| 2060 Depreciation | (5)2060=(3)2060*Dep_ratet | £m
| 2061 Depreciation | (5)2061=(3)2061*Dep_ratet | £m
| 2062 Depreciation | (5)2062=(3)2062*Dep_ratet | £m
| 2063 Depreciation | (5)2063=(3)2063*Dep_ratet | £m
| 2064 Depreciation | (5)2064=(3)2064*Dep_ratet | £m
| 2065 Depreciation | (5)2065=(3)2065*Dep_ratet | £m
| 2066 Depreciation | (5)2066=(3)2066*Dep_ratet | £m
| 2067 Depreciation | (5)2067=(3)2067*Dep_ratet | £m
| 2068 Depreciation | (5)2068=(3)2068*Dep_ratet | £m
| 2069 Depreciation | (5)2069=(3)2069*Dep_ratet | £m
| 2070 Depreciation | (5)2070=(3)2070*Dep_ratet | £m
| Depreciation | (5)=∑(5)t | £m | 0 | 0 | 0 | 0 | 0 | 0 | 0 | 0 | 0 | 0 | 0 | 0 | 0 | 0 | 0 | 0 | 0 | 0 | 0 | 0 | 0 | 0 | 0 | 0 | 0 | 0 | 0 | 0 | 0 | 0 | 0 | 0 | 0 | 0 | 0 | 0 | 0 | 0 | 0 | 0 | 0 | 0 | 0 | 0 | 0 | 0 | 0 | 0 | 0 | 0
| Opening RAV balance | (6op)t=(6cl)t-1 | £m | 0 | 0 | 0 | 0 | 0 | 0 | 0 | 0 | 0 | 0 | 0 | 0 | 0 | 0 | 0 | 0 | 0 | 0 | 0 | 0 | 0 | 0 | 0 | 0 | 0 | 0 | 0 | 0 | 0 | 0 | 0 | 0 | 0 | 0 | 0 | 0 | 0 | 0 | 0 | 0 | 0 | 0 | 0 | 0 | 0 | 0 | 0 | 0 | 0 | 0
| Discounted RAV balance | (6D)=(6cl)*(1/1+WACC)) | £m | 0 | 0 | 0 | 0 | 0 | 0 | 0 | 0 | 0 | 0 | 0 | 0 | 0 | 0 | 0 | 0 | 0 | 0 | 0 | 0 | 0 | 0 | 0 | 0 | 0 | 0 | 0 | 0 | 0 | 0 | 0 | 0 | 0 | 0 | 0 | 0 | 0 | 0 | 0 | 0 | 0 | 0 | 0 | 0 | 0 | 0 | 0 | 0 | 0 | 0
| Closing RAV balance | (6cl)=(3)-(5)+(6op) | £m | 0 | 0 | 0 | 0 | 0 | 0 | 0 | 0 | 0 | 0 | 0 | 0 | 0 | 0 | 0 | 0 | 0 | 0 | 0 | 0 | 0 | 0 | 0 | 0 | 0 | 0 | 0 | 0 | 0 | 0 | 0 | 0 | 0 | 0 | 0 | 0 | 0 | 0 | 0 | 0 | 0 | 0 | 0 | 0 | 0 | 0 | 0 | 0 | 0 | 0
| Cost of Capital | (6)=avg[(6D),(6op)]xWACC | £m | 0 | 0 | 0 | 0 | 0 | 0 | 0 | 0 | 0 | 0 | 0 | 0 | 0 | 0 | 0 | 0 | 0 | 0 | 0 | 0 | 0 | 0 | 0 | 0 | 0 | 0 | 0 | 0 | 0 | 0 | 0 | 0 | 0 | 0 | 0 | 0 | 0 | 0 | 0 | 0 | 0 | 0 | 0 | 0 | 0 | 0 | 0 | 0 | 0 | 0
| Total Capitalised Costs | (7)=(5)+(6) | £m | 0 | 0 | 0 | 0 | 0 | 0 | 0 | 0 | 0 | 0 | 0 | 0 | 0 | 0 | 0 | 0 | 0 | 0 | 0 | 0 | 0 | 0 | 0 | 0 | 0 | 0 | 0 | 0 | 0 | 0 | 0 | 0 | 0 | 0 | 0 | 0 | 0 | 0 | 0 | 0 | 0 | 0 | 0 | 0 | 0 | 0 | 0 | 0 | 0 | 0
| Total Non-Capitalised Costs |  |  | 0 | 0 | 0 | 0 | 0 | 0 | 0 | 0 | 0 | 0 | 0 | 0 | 0 | 0 | 0 | 0 | 0 | 0 | 0 | 0 | 0 | 0 | 0 | 0 | 0 | 0 | 0 | 0 | 0 | 0 | 0 | 0 | 0 | 0 | 0 | 0 | 0 | 0 | 0 | 0 | 0 | 0 | 0 | 0 | 0 | 0 | 0 | 0 | 0 | 0
| Total Direct Costs |  |  | 0 | 0 | 0 | 0 | 0 | 0 | 0 | 0 | 0 | 0 | 0 | 0 | 0 | 0 | 0 | 0 | 0 | 0 | 0 | 0 | 0 | 0 | 0 | 0 | 0 | 0 | 0 | 0 | 0 | 0 | 0 | 0 | 0 | 0 | 0 | 0 | 0 | 0 | 0 | 0 | 0 | 0 | 0 | 0 | 0 | 0 | 0 | 0 | 0 | 0
Non-Financial Costs/Benefits
Calculated values
| Category | Description |  | 2027 | 2028 | 2029 | 2030 | 2031 | 2032 | 2033 | 2034 | 2035 | 2036 | 2037 | 2038 | 2039 | 2040 | 2041 | 2042 | 2043 | 2044 | 2045 | 2046 | 2047 | 2048 | 2049 | 2050 | 2051 | 2052 | 2053 | 2054 | 2055 | 2056 | 2057 | 2058 | 2059 | 2060 | 2061 | 2062 | 2063 | 2064 | 2065 | 2066 | 2067 | 2068 | 2069 | 2070 | 2071 | 2072 | 2073 | 2074 | 2075 | 2076
Non-financial benefits/costs - values | Environmental | Leakage | £m | 0 | 0 | 0 | 0 | 0 | 0 | 0 | 0 | 0 | 0 | 0 | 0 | 0 | 0 | 0 | 0 | 0 | 0 | 0 | 0 | 0 | 0 | 0 | 0 | 0 | 0 | 0 | 0 | 0 | 0 | 0 | 0 | 0 | 0 | 0 | 0 | 0 | 0 | 0 | 0 | 0 | 0 | 0 | 0 | 0 | 0 | 0 | 0 | 0 | 0
| Environmental |  | £m
| Environmental |  | £m
| Safety | Fatality risk | £m | 0 | 0 | 0 | 0 | 0 | 0 | 0 | 0 | 0 | 0 | 0 | 0 | 0 | 0 | 0 | 0 | 0 | 0 | 0 | 0 | 0 | 0 | 0 | 0 | 0 | 0 | 0 | 0 | 0 | 0 | 0 | 0 | 0 | 0 | 0 | 0 | 0 | 0 | 0 | 0 | 0 | 0 | 0 | 0 | 0 | 0 | 0 | 0 | 0 | 0
| Safety | Non-Fatality risk | £m | 0 | 0 | 0 | 0 | 0 | 0 | 0 | 0 | 0 | 0 | 0 | 0 | 0 | 0 | 0 | 0 | 0 | 0 | 0 | 0 | 0 | 0 | 0 | 0 | 0 | 0 | 0 | 0 | 0 | 0 | 0 | 0 | 0 | 0 | 0 | 0 | 0 | 0 | 0 | 0 | 0 | 0 | 0 | 0 | 0 | 0 | 0 | 0 | 0 | 0
| Safety |  | £m
| Safety |  | £m
| Financial | NGN VF Financial Risk | £m
| Financial | NGN VF Customer Risk | £m
| Financial | NGN VF Compliance Risk | £m
| Other |  | £m
| Other |  | £m
Inputs
| Category | Description |  | 2027 | 2028 | 2029 | 2030 | 2031 | 2032 | 2033 | 2034 | 2035 | 2036 | 2037 | 2038 | 2039 | 2040 | 2041 | 2042 | 2043 | 2044 | 2045 | 2046 | 2047 | 2048 | 2049 | 2050 | 2051 | 2052 | 2053 | 2054 | 2055 | 2056 | 2057 | 2058 | 2059 | 2060 | 2061 | 2062 | 2063 | 2064 | 2065 | 2066 | 2067 | 2068 | 2069 | 2070 | 2071 | 2072 | 2073 | 2074 | 2075 | 2076
Non-financial benefits/costs - inputs | Environmental | Leakage | GWh
Environmental
Environmental
| Safety | Fatality risk
| Safety | Non-Fatality risk
Safety
Safety
Other
Other
Other
Other
Other
Alternative carbon calculations |  |  |  | 2027 | 2028 | 2029 | 2030 | 2031 | 2032 | 2033 | 2034 | 2035 | 2036 | 2037 | 2038 | 2039 | 2040 | 2041 | 2042 | 2043 | 2044 | 2045 | 2046 | 2047 | 2048 | 2049 | 2050 | 2051 | 2052 | 2053 | 2054 | 2055 | 2056 | 2057 | 2058 | 2059 | 2060 | 2061 | 2062 | 2063 | 2064 | 2065 | 2066 | 2067 | 2068 | 2069 | 2070 | 2071 | 2072 | 2073 | 2074 | 2075 | 2076
Environmental costs - low CO2 cost | Environmental | Leakage | £m | 0 | 0 | 0 | 0 | 0 | 0 | 0 | 0 | 0 | 0 | 0 | 0 | 0 | 0 | 0 | 0 | 0 | 0 | 0 | 0 | 0 | 0 | 0 | 0 | 0 | 0 | 0 | 0 | 0 | 0 | 0 | 0 | 0 | 0 | 0 | 0 | 0 | 0 | 0 | 0 | 0 | 0 | 0 | 0 | 0 | 0 | 0 | 0 | 0 | 0
| Environmental |  | £m
| Environmental |  | £m
Environmental costs - high CO2 cost | Environmental | Leakage | £m | 0 | 0 | 0 | 0 | 0 | 0 | 0 | 0 | 0 | 0 | 0 | 0 | 0 | 0 | 0 | 0 | 0 | 0 | 0 | 0 | 0 | 0 | 0 | 0 | 0 | 0 | 0 | 0 | 0 | 0 | 0 | 0 | 0 | 0 | 0 | 0 | 0 | 0 | 0 | 0 | 0 | 0 | 0 | 0 | 0 | 0 | 0 | 0 | 0 | 0
| Environmental |  | £m
| Environmental |  | £m
Net Present Values
Discount factors and summary
|  |  |  | 2027 | 2028 | 2029 | 2030 | 2031 | 2032 | 2033 | 2034 | 2035 | 2036 | 2037 | 2038 | 2039 | 2040 | 2041 | 2042 | 2043 | 2044 | 2045 | 2046 | 2047 | 2048 | 2049 | 2050 | 2051 | 2052 | 2053 | 2054 | 2055 | 2056 | 2057 | 2058 | 2059 | 2060 | 2061 | 2062 | 2063 | 2064 | 2065 | 2066 | 2067 | 2068 | 2069 | 2070 | 2071 | 2072 | 2073 | 2074 | 2075 | 2076
Discount factors | Discount factor (Non-Safety) | =1/[(1+SRTP)^n] | % | 100% | 96.62% | 93.35% | 90.19% | 87.14% | 84.2% | 81.35% | 78.6% | 75.94% | 73.37% | 70.89% | 68.49% | 66.18% | 63.94% | 61.78% | 59.69% | 57.67% | 55.72% | 53.84% | 52.02% | 50.26% | 48.56% | 46.92% | 45.33% | 43.8% | 42.31% | 40.88% | 39.5% | 38.17% | 36.87% | 35.63% | 34.59% | 33.58% | 32.6% | 31.65% | 30.73% | 29.84% | 28.97% | 28.12% | 27.31% | 26.51% | 25.74% | 24.99% | 24.26% | 23.55% | 22.87% | 22.2% | 21.56% | 20.93% | 20.32%
| Discount factor (Safety) | =1/[(1+HDR)^n] | % | 100% | 98.52% | 97.07% | 95.63% | 94.22% | 92.83% | 91.45% | 90.1% | 88.77% | 87.46% | 86.17% | 84.89% | 83.64% | 82.4% | 81.18% | 79.99% | 78.8% | 77.64% | 76.49% | 75.36% | 74.25% | 73.15% | 72.07% | 71% | 69.95% | 68.92% | 67.9% | 66.9% | 65.91% | 64.94% | 63.98% | 63.16% | 62.36% | 61.57% | 60.79% | 60.02% | 59.25% | 58.5% | 57.76% | 57.03% | 56.3% | 55.59% | 54.88% | 54.18% | 53.5% | 52.82% | 52.15% | 51.48% | 50.83% | 50.19%
Summary of discounted costs/benefits | Capex |  | £m | 0 | 0 | 0 | 0 | 0 | 0 | 0 | 0 | 0 | 0 | 0 | 0 | 0 | 0 | 0 | 0 | 0 | 0 | 0 | 0 | 0 | 0 | 0 | 0 | 0 | 0 | 0 | 0 | 0 | 0 | 0 | 0 | 0 | 0 | 0 | 0 | 0 | 0 | 0 | 0 | 0 | 0 | 0 | 0 | 0 | 0 | 0 | 0 | 0 | 0
| Opex |  | £m | 0 | 0 | 0 | 0 | 0 | 0 | 0 | 0 | 0 | 0 | 0 | 0 | 0 | 0 | 0 | 0 | 0 | 0 | 0 | 0 | 0 | 0 | 0 | 0 | 0 | 0 | 0 | 0 | 0 | 0 | 0 | 0 | 0 | 0 | 0 | 0 | 0 | 0 | 0 | 0 | 0 | 0 | 0 | 0 | 0 | 0 | 0 | 0 | 0 | 0
| Pass Through Costs |  | £m | 0 | 0 | 0 | 0 | 0 | 0 | 0 | 0 | 0 | 0 | 0 | 0 | 0 | 0 | 0 | 0 | 0 | 0 | 0 | 0 | 0 | 0 | 0 | 0 | 0 | 0 | 0 | 0 | 0 | 0 | 0 | 0 | 0 | 0 | 0 | 0 | 0 | 0 | 0 | 0 | 0 | 0 | 0 | 0 | 0 | 0 | 0 | 0 | 0 | 0
| Environmental - central CO2 cost |  | £m | 0 | 0 | 0 | 0 | 0 | 0 | 0 | 0 | 0 | 0 | 0 | 0 | 0 | 0 | 0 | 0 | 0 | 0 | 0 | 0 | 0 | 0 | 0 | 0 | 0 | 0 | 0 | 0 | 0 | 0 | 0 | 0 | 0 | 0 | 0 | 0 | 0 | 0 | 0 | 0 | 0 | 0 | 0 | 0 | 0 | 0 | 0 | 0 | 0 | 0
| Environmental - low CO2 cost |  | £m | 0 | 0 | 0 | 0 | 0 | 0 | 0 | 0 | 0 | 0 | 0 | 0 | 0 | 0 | 0 | 0 | 0 | 0 | 0 | 0 | 0 | 0 | 0 | 0 | 0 | 0 | 0 | 0 | 0 | 0 | 0 | 0 | 0 | 0 | 0 | 0 | 0 | 0 | 0 | 0 | 0 | 0 | 0 | 0 | 0 | 0 | 0 | 0 | 0 | 0
| Environmental - high CO2 cost |  | £m | 0 | 0 | 0 | 0 | 0 | 0 | 0 | 0 | 0 | 0 | 0 | 0 | 0 | 0 | 0 | 0 | 0 | 0 | 0 | 0 | 0 | 0 | 0 | 0 | 0 | 0 | 0 | 0 | 0 | 0 | 0 | 0 | 0 | 0 | 0 | 0 | 0 | 0 | 0 | 0 | 0 | 0 | 0 | 0 | 0 | 0 | 0 | 0 | 0 | 0
| Safety |  | £m | 0 | 0 | 0 | 0 | 0 | 0 | 0 | 0 | 0 | 0 | 0 | 0 | 0 | 0 | 0 | 0 | 0 | 0 | 0 | 0 | 0 | 0 | 0 | 0 | 0 | 0 | 0 | 0 | 0 | 0 | 0 | 0 | 0 | 0 | 0 | 0 | 0 | 0 | 0 | 0 | 0 | 0 | 0 | 0 | 0 | 0 | 0 | 0 | 0 | 0
| Financial |  | £m | 0 | 0 | 0 | 0 | 0 | 0 | 0 | 0 | 0 | 0 | 0 | 0 | 0 | 0 | 0 | 0 | 0 | 0 | 0 | 0 | 0 | 0 | 0 | 0 | 0 | 0 | 0 | 0 | 0 | 0 | 0 | 0 | 0 | 0 | 0 | 0 | 0 | 0 | 0 | 0 | 0 | 0 | 0 | 0 | 0 | 0 | 0 | 0 | 0 | 0
| Other |  | £m | 0 | 0 | 0 | 0 | 0 | 0 | 0 | 0 | 0 | 0 | 0 | 0 | 0 | 0 | 0 | 0 | 0 | 0 | 0 | 0 | 0 | 0 | 0 | 0 | 0 | 0 | 0 | 0 | 0 | 0 | 0 | 0 | 0 | 0 | 0 | 0 | 0 | 0 | 0 | 0 | 0 | 0 | 0 | 0 | 0 | 0 | 0 | 0 | 0 | 0
Annual Total | Total - central carbon cost |  | £m | 0 | 0 | 0 | 0 | 0 | 0 | 0 | 0 | 0 | 0 | 0 | 0 | 0 | 0 | 0 | 0 | 0 | 0 | 0 | 0 | 0 | 0 | 0 | 0 | 0 | 0 | 0 | 0 | 0 | 0 | 0 | 0 | 0 | 0 | 0 | 0 | 0 | 0 | 0 | 0 | 0 | 0 | 0 | 0 | 0 | 0 | 0 | 0 | 0 | 0
| Total - low carbon cost |  | £m | 0 | 0 | 0 | 0 | 0 | 0 | 0 | 0 | 0 | 0 | 0 | 0 | 0 | 0 | 0 | 0 | 0 | 0 | 0 | 0 | 0 | 0 | 0 | 0 | 0 | 0 | 0 | 0 | 0 | 0 | 0 | 0 | 0 | 0 | 0 | 0 | 0 | 0 | 0 | 0 | 0 | 0 | 0 | 0 | 0 | 0 | 0 | 0 | 0 | 0
| Total - high carbon cost |  | £m | 0 | 0 | 0 | 0 | 0 | 0 | 0 | 0 | 0 | 0 | 0 | 0 | 0 | 0 | 0 | 0 | 0 | 0 | 0 | 0 | 0 | 0 | 0 | 0 | 0 | 0 | 0 | 0 | 0 | 0 | 0 | 0 | 0 | 0 | 0 | 0 | 0 | 0 | 0 | 0 | 0 | 0 | 0 | 0 | 0 | 0 | 0 | 0 | 0 | 0
Net Present Value | NPV - central carbon cost |  | £m | 0 | 0 | 0 | 0 | 0 | 0 | 0 | 0 | 0 | 0 | 0 | 0 | 0 | 0 | 0 | 0 | 0 | 0 | 0 | 0 | 0 | 0 | 0 | 0 | 0 | 0 | 0 | 0 | 0 | 0 | 0 | 0 | 0 | 0 | 0 | 0 | 0 | 0 | 0 | 0 | 0 | 0 | 0 | 0 | 0 | 0 | 0 | 0 | 0 | 0
| NPV - low carbon cost |  | £m | 0 | 0 | 0 | 0 | 0 | 0 | 0 | 0 | 0 | 0 | 0 | 0 | 0 | 0 | 0 | 0 | 0 | 0 | 0 | 0 | 0 | 0 | 0 | 0 | 0 | 0 | 0 | 0 | 0 | 0 | 0 | 0 | 0 | 0 | 0 | 0 | 0 | 0 | 0 | 0 | 0 | 0 | 0 | 0 | 0 | 0 | 0 | 0 | 0 | 0
| NPV - high carbon cost |  | £m | 0 | 0 | 0 | 0 | 0 | 0 | 0 | 0 | 0 | 0 | 0 | 0 | 0 | 0 | 0 | 0 | 0 | 0 | 0 | 0 | 0 | 0 | 0 | 0 | 0 | 0 | 0 | 0 | 0 | 0 | 0 | 0 | 0 | 0 | 0 | 0 | 0 | 0 | 0 | 0 | 0 | 0 | 0 | 0 | 0 | 0 | 0 | 0 | 0 | 0
Comparison to baseline
|  |  |  | 2027 | 2028 | 2029 | 2030 | 2031 | 2032 | 2033 | 2034 | 2035 | 2036 | 2037 | 2038 | 2039 | 2040 | 2041 | 2042 | 2043 | 2044 | 2045 | 2046 | 2047 | 2048 | 2049 | 2050 | 2051 | 2052 | 2053 | 2054 | 2055 | 2056 | 2057 | 2058 | 2059 | 2060 | 2061 | 2062 | 2063 | 2064 | 2065 | 2066 | 2067 | 2068 | 2069 | 2070 | 2071 | 2072 | 2073 | 2074 | 2075 | 2076
Summary of discounted costs/benefits | Capex |  | £m | 0 | 0 | 0 | 0 | 0 | 0 | 0 | 0 | 0 | 0 | 0 | 0 | 0 | 0 | 0 | 0 | 0 | 0 | 0 | 0 | 0 | 0 | 0 | 0 | 0 | 0 | 0 | 0 | 0 | 0 | 0 | 0 | 0 | 0 | 0 | 0 | 0 | 0 | 0 | 0 | 0 | 0 | 0 | 0 | 0 | 0 | 0 | 0 | 0 | 0
| Opex |  | £m | 0.08584 | 0.29565 | 0.08337 | 0 | 0.080971 | 0 | 0.35623 | 0 | 0.076378 | 0 | 0.07418 | 0.26063 | 0.072046 | 0 | 0.069972 | 0 | 0.31266 | 0 | 0.066003 | 0 | 0.064104 | 0.22975 | 0.06226 | 0 | 0.060468 | 0 | 0.27444 | 0 | 0.057038 | 0 | 0.055397 | 0.20352 | 0.054326 | 0 | 0.053277 | 0 | 0.24802 | 0 | 0.051238 | 0 | 0.050247 | 0.18831 | 0.049276 | 0 | 0.048324 | 0 | 0.22853 | 0 | 0.046475 | 0
| Pass Through Costs |  | £m | 0 | 0 | 0 | 0 | 0 | 0 | 0 | 0 | 0 | 0 | 0 | 0 | 0 | 0 | 0 | 0 | 0 | 0 | 0 | 0 | 0 | 0 | 0 | 0 | 0 | 0 | 0 | 0 | 0 | 0 | 0 | 0 | 0 | 0 | 0 | 0 | 0 | 0 | 0 | 0 | 0 | 0 | 0 | 0 | 0 | 0 | 0 | 0 | 0 | 0
| Environmental - central CO2 cost |  | £m | 0 | 0 | 0 | 0 | 0 | 0 | 0 | 0 | 0 | 0 | 0 | 0 | 0 | 0 | 0 | 0 | 0 | 0 | 0 | 0 | 0 | 0 | 0 | 0 | 0 | 0 | 0 | 0 | 0 | 0 | 0 | 0 | 0 | 0 | 0 | 0 | 0 | 0 | 0 | 0 | 0 | 0 | 0 | 0 | 0 | 0 | 0 | 0 | 0 | 0
| Environmental - low CO2 cost |  | £m | 0 | 0 | 0 | 0 | 0 | 0 | 0 | 0 | 0 | 0 | 0 | 0 | 0 | 0 | 0 | 0 | 0 | 0 | 0 | 0 | 0 | 0 | 0 | 0 | 0 | 0 | 0 | 0 | 0 | 0 | 0 | 0 | 0 | 0 | 0 | 0 | 0 | 0 | 0 | 0 | 0 | 0 | 0 | 0 | 0 | 0 | 0 | 0 | 0 | 0
| Environmental - high CO2 cost |  | £m | 0 | 0 | 0 | 0 | 0 | 0 | 0 | 0 | 0 | 0 | 0 | 0 | 0 | 0 | 0 | 0 | 0 | 0 | 0 | 0 | 0 | 0 | 0 | 0 | 0 | 0 | 0 | 0 | 0 | 0 | 0 | 0 | 0 | 0 | 0 | 0 | 0 | 0 | 0 | 0 | 0 | 0 | 0 | 0 | 0 | 0 | 0 | 0 | 0 | 0
| Safety |  | £m | 0 | 0 | 0 | 0 | 0 | 0 | 0 | 0 | 0 | 0 | 0 | 0 | 0 | 0 | 0 | 0 | 0 | 0 | 0 | 0 | 0 | 0 | 0 | 0 | 0 | 0 | 0 | 0 | 0 | 0 | 0 | 0 | 0 | 0 | 0 | 0 | 0 | 0 | 0 | 0 | 0 | 0 | 0 | 0 | 0 | 0 | 0 | 0 | 0 | 0
| Financial |  |  | 9.297 | 9.0614 | 8.8325 | 8.61 | 8.3937 | 8.1836 | 7.9794 | 7.781 | 7.5882 | 7.4009 | 7.2188 | 7.042 | 6.8701 | 6.7031 | 6.5409 | 6.3833 | 6.2302 | 6.0815 | 5.937 | 5.7967 | 5.6604 | 5.528 | 5.3994 | 5.2745 | 5.1532 | 5.0354 | 4.921 | 4.81 | 4.7022 | 4.5975 | 4.4959 | 4.4186 | 4.3434 | 4.2702 | 4.199 | 4.1298 | 4.0624 | 3.9969 | 3.9333 | 3.8714 | 3.8113 | 3.7529 | 3.6963 | 3.6412 | 3.5878 | 3.536 | 3.4858 | 3.4371 | 3.3899 | 3.3441
| Other |  | £m | 0 | 0 | 0 | 0 | 0 | 0 | 0 | 0 | 0 | 0 | 0 | 0 | 0 | 0 | 0 | 0 | 0 | 0 | 0 | 0 | 0 | 0 | 0 | 0 | 0 | 0 | 0 | 0 | 0 | 0 | 0 | 0 | 0 | 0 | 0 | 0 | 0 | 0 | 0 | 0 | 0 | 0 | 0 | 0 | 0 | 0 | 0 | 0 | 0 | 0
Annual Total | Total - central carbon cost |  | £m | 9.3828 | 9.3571 | 8.9158 | 8.61 | 8.4747 | 8.1836 | 8.3357 | 7.781 | 7.6646 | 7.4009 | 7.293 | 7.3026 | 6.9422 | 6.7031 | 6.6109 | 6.3833 | 6.5429 | 6.0815 | 6.003 | 5.7967 | 5.7245 | 5.7577 | 5.4616 | 5.2745 | 5.2137 | 5.0354 | 5.1955 | 4.81 | 4.7592 | 4.5975 | 4.5513 | 4.6221 | 4.3977 | 4.2702 | 4.2523 | 4.1298 | 4.3104 | 3.9969 | 3.9845 | 3.8714 | 3.8616 | 3.9413 | 3.7455 | 3.6412 | 3.6361 | 3.536 | 3.7143 | 3.4371 | 3.4363 | 3.3441
| Total - low carbon cost |  | £m | 9.3828 | 9.3571 | 8.9158 | 8.61 | 8.4747 | 8.1836 | 8.3357 | 7.781 | 7.6646 | 7.4009 | 7.293 | 7.3026 | 6.9422 | 6.7031 | 6.6109 | 6.3833 | 6.5429 | 6.0815 | 6.003 | 5.7967 | 5.7245 | 5.7577 | 5.4616 | 5.2745 | 5.2137 | 5.0354 | 5.1955 | 4.81 | 4.7592 | 4.5975 | 4.5513 | 4.6221 | 4.3977 | 4.2702 | 4.2523 | 4.1298 | 4.3104 | 3.9969 | 3.9845 | 3.8714 | 3.8616 | 3.9413 | 3.7455 | 3.6412 | 3.6361 | 3.536 | 3.7143 | 3.4371 | 3.4363 | 3.3441
| Total - high carbon cost |  | £m | 9.3828 | 9.3571 | 8.9158 | 8.61 | 8.4747 | 8.1836 | 8.3357 | 7.781 | 7.6646 | 7.4009 | 7.293 | 7.3026 | 6.9422 | 6.7031 | 6.6109 | 6.3833 | 6.5429 | 6.0815 | 6.003 | 5.7967 | 5.7245 | 5.7577 | 5.4616 | 5.2745 | 5.2137 | 5.0354 | 5.1955 | 4.81 | 4.7592 | 4.5975 | 4.5513 | 4.6221 | 4.3977 | 4.2702 | 4.2523 | 4.1298 | 4.3104 | 3.9969 | 3.9845 | 3.8714 | 3.8616 | 3.9413 | 3.7455 | 3.6412 | 3.6361 | 3.536 | 3.7143 | 3.4371 | 3.4363 | 3.3441
Net Present Value | Total - central carbon cost |  | £m | 9.3828 | 18.7399 | 27.6557 | 36.2657 | 44.7404 | 52.924 | 61.2597 | 69.0407 | 76.7053 | 84.1062 | 91.3992 | 98.7018 | 105.644 | 112.3471 | 118.958 | 125.3414 | 131.8843 | 137.9658 | 143.9688 | 149.7655 | 155.4899 | 161.2477 | 166.7093 | 171.9838 | 177.1974 | 182.2328 | 187.4283 | 192.2383 | 196.9975 | 201.5951 | 206.1464 | 210.7685 | 215.1663 | 219.4365 | 223.6888 | 227.8185 | 232.129 | 236.1259 | 240.1104 | 243.9818 | 247.8434 | 251.7847 | 255.5302 | 259.1714 | 262.8076 | 266.3436 | 270.0579 | 273.4949 | 276.9313 | 280.2754
| Total - low carbon cost |  | £m | 9.3828 | 18.7399 | 27.6557 | 36.2657 | 44.7404 | 52.924 | 61.2597 | 69.0407 | 76.7053 | 84.1062 | 91.3992 | 98.7018 | 105.644 | 112.3471 | 118.958 | 125.3414 | 131.8843 | 137.9658 | 143.9688 | 149.7655 | 155.4899 | 161.2477 | 166.7093 | 171.9838 | 177.1974 | 182.2328 | 187.4283 | 192.2383 | 196.9975 | 201.5951 | 206.1464 | 210.7685 | 215.1663 | 219.4365 | 223.6888 | 227.8185 | 232.129 | 236.1259 | 240.1104 | 243.9818 | 247.8434 | 251.7847 | 255.5302 | 259.1714 | 262.8076 | 266.3436 | 270.0579 | 273.4949 | 276.9313 | 280.2754
| Total - high carbon cost |  | £m | 9.3828 | 18.7399 | 27.6557 | 36.2657 | 44.7404 | 52.924 | 61.2597 | 69.0407 | 76.7053 | 84.1062 | 91.3992 | 98.7018 | 105.644 | 112.3471 | 118.958 | 125.3414 | 131.8843 | 137.9658 | 143.9688 | 149.7655 | 155.4899 | 161.2477 | 166.7093 | 171.9838 | 177.1974 | 182.2328 | 187.4283 | 192.2383 | 196.9975 | 201.5951 | 206.1464 | 210.7685 | 215.1663 | 219.4365 | 223.6888 | 227.8185 | 232.129 | 236.1259 | 240.1104 | 243.9818 | 247.8434 | 251.7847 | 255.5302 | 259.1714 | 262.8076 | 266.3436 | 270.0579 | 273.4949 | 276.9313 | 280.2754
|  |  |  | 2027 | 2028 | 2029 | 2030 | 2031 | 2032 | 2033 | 2034 | 2035 | 2036 | 2037 | 2038 | 2039 | 2040 | 2041 | 2042 | 2043 | 2044 | 2045 | 2046 | 2047 | 2048 | 2049 | 2050 | 2051 | 2052 | 2053 | 2054 | 2055 | 2056 | 2057 | 2058 | 2059 | 2060 | 2061 | 2062 | 2063 | 2064 | 2065 | 2066 | 2067 | 2068 | 2069 | 2070 | 2071 | 2072 | 2073 | 2074 | 2075 | 2076
| Monetised risk - memo line |  | £m
Note on B10: Ofgem: Enter as year (eg 2027)
Note on C158: Duncan Innes:GT/GD
Note on C161: Duncan Innes: All sectors
Note on C162: Duncan Innes: All sectors
Note on B229: Ofgem: This line records the total monetised risk of the modelled scenario. It acts as a cross-reference between the CBA and NARM BPDTs and should not directly link to any formulas in the CBA analysis above.

## Option_10 Workings (hidden)
Additional cost/benefit explanations
Please provide a short explanation of any additional cost/benefit lines that have been completed in addition to the pre-populated ones. This should include both a description of the nature of the cost/benefit, and an explanation of how the value was calculated, citing appropriate sources (eg for relevant global warming potentials). If an explanation has been provided within the EJP, then simply provide a reference to the relevant page number.
Long term cost/benefit assumptions
Please briefly summarise the assumptions you have used to calculate long-term (ie beyond the duration of the RIIO3 price control) costs and other inputs (eg "Opex assumed to increase at 1%/year based on historic trends"). In most cases we would expect these to be the same across the baseline and different options, but where this is not the case additional tabs can be completed as necessary. If detailed descriptions are required (eg to explain assumptions around whole life costs of assets) these should be included as part of the EJP
Capex
Opex
Leakage
Fatality risk
Non-Fatality risk
Cost cross-referencing
If there is any explanation required on how the cost data set out in the EJP totals to the lines in the CBA, please provide it here.