## Cover
RIIO-GD3 Cost Benefit Analysis template
Publication date: | Contact:
| Team: | Gas Distribution Cost Assessment
Tel:
Email:

## Changes Log
CBA Version | Sheet name | Cell reference | Changes made in the CBA template | Change made by
v2 | Fixed Data | B10 | Safety disproportion factor revised to 10 | Duncan Innes
v2 | Baseline/Option | Row 146-147 | Safety disproportion factor added to calculations | Duncan Innes
v2 | Baseline/Option | Row 75 | Calculation corrected from column F onwards (value now divides by 100) | Duncan Innes
v2 | Baseline/Option | Row 143-154 & 172-178 | Cell formatting corrected to reflect which cells contain formulae and which are user inputs | Duncan Innes
v2 | Baseline/Option | Rows 196-197 | Sumif formulae corrected | Duncan Innes
v2 | Baseline/Option | Rows 190-214 | Corrections for consistency: rows for pass through costs and financial cost/benefits now appear in all tabs | Duncan Innes
v3 | Baseline/Options tabs | Rows 211:219 | Corrections made to include both Pass-through totals and Financial totals on all tabs | Duncan Innes
v3 | Baseline/Options tabs | Rows 221:227 | Existing rows relabelled as Annual Totals and additional rows provided for Net Present Value | Duncan Innes
v3 | Baseline/Options tabs | B7 | Dropdown option added | Duncan Innes
v3 | Fixed Data | BF42:BH42 | Data added in | Duncan Innes
v3 | Fixed Data | Row 31 | Circular reference corrected | Duncan Innes
v3 | Baseline/Options tabs | Row 192 | Correct formula added in | Duncan Innes
v3 | Baseline/Options tabs | E195 & E208 | Formulae corrected | Duncan Innes
v3 | Fixed Data | Column BI | Fixed data extended out to 2076 to match Baseline/Options sheets | Duncan Innes
v4 | Fixed Data | B18:19 | RIIO3 and subsequent period Depreciation Acceleration Factors added in | Duncan Innes
v4 | Baseline/Options tabs | Rows 84:127 | Depreciation calculations amended to allow for Acceleration Factors. Depreciation calculations for post-2050 investments removed | Duncan Innes
v4 | Baseline/Options tabs | Annual Total Low and High formula references incorrect cells | lines 209 and 210 =SUM(E198:E200,E202,E204:E206) | Francisco Moraiz
v4 | Baseline/Option tabs | B13:g18 | $E$53:$AW$53 replace with $E$53:$bb$53 | Francisco Moraiz
v4 | Baseline/Option tabs | Depreciation calculation not working (F84:BB106) | modify the formula | Francisco Moraiz
v5 | Option tabs 4-10 | AZ75:BB75 | Formulae corrected to include 10^2 factor | Duncan Innes
v5 | Summary tab | F9:G19 | Formulae corrected to only include RIIO3 expenditure | Duncan Innes
v5 | Baseline/Options tabs | Rows 84:107 | Formulae corrected to reflect fact that costs should be entered as negative numbers | Duncan Innes
v5 | Baseline/Options tabs | Row 81 | Capitalisation rates set to 0 from 2050 onwards | Duncan Innes
v5 | Baseline/Options tabs | A29:G40 | Outputs table restored and instruction added to Guidance | Duncan Innes
v6 | Baseline/Options tabs | Row 190 | Capex formula corrected to include expensed investment | Duncan Innes
v6 | Baseline/Options tabs | Rows 186:187 | Discount formula corrected | Duncan Innes

## Guidance
Tab Name | Brief Description | Instructions
Summary | Presents summary tables, showing the present value (PV) and net present value (NPV) of each option at different points in time and under different carbon pricing scenarios | All cells in the summary table are automatically calculated. Please note, an Option name must be entered into cell B6 for Baseline and Option sheets in order for the summary table to populate. There are summary boxes provided to restate the key points from the Engineering Justification Paper, Stakeholder and GDN views that support the underlying justification for the preferred option.
Full Opt. Considered | A tab providing a full summary list of options considered & rejected before full costing for the investment decision. Stated aim should reflect a brief summary of engineering justification. | Provide a description of the stated aim of the investment decision & also include options that have been considered, including those which have been rejected, before full costing. Please use the drop down list (Y/N), to select if the option is included in the CBA. If the option has been included, then please clarify which tab it is corresponding to. Each option within the short list of those options that have been considered and costed, should provide a brief description & a clear rationale for including/excluding them in the comment section.
Fixed Data | A tab containing all key sources of data & relevant static data points. This tab also contains the depreciation calculation reference, and lists of the Investment and Output types that can be used in the Baseline/Options tabs | This tab contains all fixed data points and drop-down menu lists required for the CBA to function. Please enter pre-tax WACC consistent with your business plan in this tab. Depreciation Acceleration Factors (as described in the SSMD Finance Annex p180-181) have been included for RIIO3 and subsequent price controls to enable users to test out the potential impact should these be applied
Risk Register | A tab for documenting risks associated with the chosen investment decision, and actions to manage each risk. | Please fill in this tab only for the preferred option; details should be provided for all risk(s) affecting the following areas: (i) Delivery timeframe; (ii) Distinct variance in original forecast cost; & (iii) Criteria which may result in the scheme being cancelled or significantly delayed. Each row should be treated as a single risk entry, the expectation is for relevant information on the: Risk Description; Impact; Liklihood; Mitigation/Controls & any relevant commentary would be included as supporting evidence.
Baseline sheets | A tab which captures & quantifies the Baseline approach (your 'do minimum' or 'reference scenario' e.g. do nothing, ongoing maintenance of existing asset or the option which requires the minimim investment) & feeds this information back to the Summary tab. | Baseline should represent your 'do minimum' or 'reference scenario' (e.g. do nothing, ongoing maintenance of existing asset or the option which requires the minimim investment). Rows 39-58 should capture the ongoing maintenance & repair costs associated with the 'do minimum' scenario. For asset health expenditure, this should cover the whole of the asset population. Please refer to guidance on completing 'Option sheet'.
Baseline workings sheet | A tab providing additional detail on the values entered for the Baseline
Option sheets | A tab which captures & quantifies each potential option for investment & feeds this information back to the Summary tab. | The user should populate the yellow cells. All other cells are either fixed or auto-populated. Enter costs / benefits in 2023/24 prices (£m). Expenditure and costs should be entered as negative values. Benefits should be entered as positive values. Technical inputs (e.g. GWh leakage) should be entered as positive values. Costs entered for the preferred option should broadly correspond to values set out in company Business Plans (i.e. should exclude RPEs and include ongoing efficiencies consistent with assumptions contained in your Business Plan submission), with any differences explained in the Company View box. Enter costs and benefits asociated with the option. Enter the Option Name, a Scheme Reference ID, and an Engineering Justification Reference consistent with that used in the EJP; define the Expenditure Type (consistent with the type of EJP structure used) and then use the drop down in B9 to indicate if this is the preferred option. The Option Description box should be used to enable Ofgem to quickly recognise the work being described, and to link it to the relevant sections of the EJP and the Business Plan. The level of detail required will vary according to the nature of the option. Please also provide a brief description of the: (i) Engineering Description; (ii) Stakeholder feedback & (iii) Company view of the option. The capitalisation rate applies only to capitalised costs and should therefore normally be set at 100%. The same capitalisation rate should be used for the baseline and each of the options. Enter the first year in which investment occurs. This should be the first year in which capex/repex spend occurs. Completion of the Outputs table is optional but can be used where non-financial outputs of the proposed investment can be usefully quantified Expenditure section: Please select the Asset Class and Intervention Type from the drop-down lists & enter the corresponding volume/units. Use column C to enter any additional descriptive information, should it be required. Enter any categories of opex spending and passthrough costs where one or more options will differ from the baseline. Other Costs/Benefits section: Please enter figures for the defined categories in the Inputs table, and the Calculated Values table will populate automatically. For any other relevant costs or benefits, add the value of these in the Calculated Values table, choosing an appropriate Category in column B. If useful, values may also be added to the Inputs table. For the Baseline and the preferred Option, enter the Monetised Risk score of the option, as calculated by your company's NARM model. Please then highlight your chosen option by colouring the worksheet tab yellow.
Option Workings sheets | A tab associated with each option sheet that has been completed, providing additional detail on the values entered for that option | These sheets should be used to provide additional information on how the costs and benefits entered on the Option sheet were calculated. There are two parts to this: a disaggregated view of the costs entered in the Option sheet, and a description of how longer-term costs have been forecasted. For the first part, we are still considering what level of disaggregation is appropriate and will engage with stakeholders on this. In the 'Long Term Cost/Benefit Assumptions' section the user should briefly summarise the assumptions used to calculate long-term (>10 year) cost/benefit inputs (eg "Opex assumed to increase at 1%/year based on historic trends"). In most cases we would expect these to be the same across the baseline and different options. If detailed descriptions are required (eg to explain assumptions around whole life costs of assets) these should be included as part of the EJP
Colour code | Cell colour:
User populated cells
Formula/Calculation
Comparison cells - automatically calculated
Category description
Title, name or desciption

## Summary
SUMMARY - BASE CASE
[6 empty] | Central estimate | [5 empty] | Low CO2 price estimate | [5 empty] | High CO2 price estimate
NPV of costs and benefits
[6 empty] | NPVs of costs and benefits (absolute, £m) | [5 empty] | NPVs of costs and benefits (absolute, £m) | [5 empty] | NPVs of costs and benefits (absolute, £m)
Option No. | Desc. Of Option | Preferred Option | Total RIIO3 Forecast Expenditure (£m) |  | Spend Area (RRP Table Reference) | 2035 | 2040 | 2045 | 2050 | 2060 | 2070 | 2035 | 2040 | 2045 | 2050 | 2060 | 2070 | 2035 | 2040 | 2045 | 2050 | 2060 | 2070 | Engineering Justification | Stakeholder Support Summary | GDN View
|  |  | Capitalised | Non-capitalised
Baseline | Baseline | N | 0 | -0.0011307 | CV5.01 | -60.0156 | -94.0791 | -128.1312 | -162.5187 | -851.813 | -1627.7168 | -60.0095 | -94.0688 | -128.1161 | -162.4981 | -851.7773 | -1627.6604 | -60.0218 | -94.0894 | -128.1463 | -162.5392 | -851.8485 | -1627.7728 | See Engineering Justification in Baseline tab | See Stakeholder Support Summary in Baseline tab | See GDN View in Baseline tab
Option_1 | Preferred Option | Y | -12.495 | -0.00085831 | CV5.01 | -48.4735 | -66.3162 | -83.4641 | -100.3405 | -416.806 | -767.8883 | -48.4699 | -66.3111 | -83.4573 | -100.3318 | -416.7922 | -767.8677 | -48.477 | -66.3213 | -83.4709 | -100.3493 | -416.8198 | -767.9088 | See Engineering Justification in Option_1 tab | See Stakeholder Support Summary in Option_1 tab | See GDN View in Option_1 tab
Option_2 | Do More - Increase to 20 Odorant Upgrades and increase Metering by 20% | N | -15.34 | -0.00067853 | CV5.01 | -29.3971 | -32.349 | -34.8056 | -37.014 | -42.7871 | -50.0176 | -29.3948 | -32.3462 | -34.8024 | -37.0104 | -42.7825 | -50.012 | -29.3995 | -32.3518 | -34.8088 | -37.0177 | -42.7917 | -50.0231 | See Engineering Justification in Option_2 tab | See Stakeholder Support Summary in Option_2 tab | See GDN View in Option_2 tab
Option_3 | Do less - No Metering Upgrades and no flow racks and reduce odorant to 10 | N | -3.7 | -0.00095324 | CV5.01 | -54.2843 | -81.4286 | -108.7468 | -136.5354 | -689.0851 | -1301.4686 | -54.2799 | -81.4219 | -108.7376 | -136.5232 | -689.0649 | -1301.4375 | -54.2887 | -81.4353 | -108.7561 | -136.5477 | -689.1053 | -1301.4995 | See Engineering Justification in Option_3 tab | See Stakeholder Support Summary in Option_3 tab | See GDN View in Option_3 tab
Option_4 | 0
Option_5 | 0
Option_6 | 0
Option_7 | 0
Option_8 | 0
Option_9 | 0
Option_10 | 0
NPV relative to baseline
[6 empty] | NPVs (relative to baseline, £m) | [5 empty] | NPVs (relative to baseline, £m) | [5 empty] | NPVs (relative to baseline, £m)
Option No. | Desc. Of Option | Preferred Option | Total RIIO3 Forecast Expenditure (£m) |  | Spend Area (RRP Table Reference) | 2035 | 2040 | 2045 | 2050 | 2060 | 2070 | 2035 | 2040 | 2045 | 2050 | 2060 | 2070 | 2035 | 2040 | 2045 | 2050 | 2060 | 2070
|  |  | Capitalised | Non-capitalised
Option_1 | Preferred Option | Y | -12.495 | 0.00027236 | CV5.01 | 11.5422 | 27.7629 | 44.6671 | 62.1781 | 435.007 | 859.8285 | 11.5396 | 27.7577 | 44.6588 | 62.1663 | 434.9851 | 859.7927 | 11.5448 | 27.7681 | 44.6753 | 62.19 | 435.0287 | 859.864
Option_2 | Do More - Increase to 20 Odorant Upgrades and increase Metering by 20% | N | -15.34 | 0.00045214 | CV5.01 | 30.6185 | 61.7301 | 93.3256 | 125.5046 | 809.0259 | 1577.6993 | 30.6147 | 61.7225 | 93.3137 | 125.4877 | 808.9948 | 1577.6484 | 30.6224 | 61.7376 | 93.3374 | 125.5216 | 809.0568 | 1577.7497
Option_3 | Do less - No Metering Upgrades and no flow racks and reduce odorant to 10 | N | -3.7 | 0.00017743 | CV5.01 | 5.7314 | 12.6505 | 19.3843 | 25.9832 | 162.7279 | 326.2482 | 5.7296 | 12.6469 | 19.3785 | 25.9749 | 162.7125 | 326.2229 | 5.7331 | 12.6541 | 19.3901 | 25.9915 | 162.7432 | 326.2733
Option_4 | 0
Option_5 | 0
Option_6 | 0
Option_7 | 0
Option_8 | 0
Option_9 | 0
Option_10 | 0

## Full Opt. Considered
Purpose of CBA: describe the stated aim of the investment decision
To find the optimal balance between Risk, Cost and Service levels. (Compliance is discussed against each option below).
If investment is to replace an existing asset / investment expenditure type, please state the condition of the asset / investment expenditure type
Various assets / investment options considered
List below all options considered to meet the stated aim
Option No. | Included in this CBA? (Y/N) | Corresponding Tab | Option Name | Description | Company View
1 | Y | Baseline | Baseline – Do Minimum/Nothing | This option is used as the baseline for which all other options are measured against. It does not include any capital investment but instead considers the cost of ongoing maintenance activities and repairs on failure. There are no direct benefits accrued under this option, however it does include societal impacts associated with leakage, fatality and injury. | Given our objectives of maintaining risk and supply interruption levels, this option has been deemed to be unacceptable, but forms the option against which the following options have been measured against.
2 | Y | Option_1 | Continue on with the Meter Upgrade Programme (Preferred) | We are well underway with our meter replacement programme which ensures standardisation of our current metering system with an industry leading solution and provides improvements in reliability and repeatability for our shippers. We have listened to industry concerns over the potential for our existing Turbine and Orifice metering assets to become obsolete and the lack of diagnostic and preventative measurements these older technologies provide mean they need to be upgraded to remove risk to shippers and our customers. Some components of the metering system such as some of the Flow computers are now obsolete so these will be addressed by upgrading the FWACV rack to newer systems. In terms of non-NARMs related investment, we have also identified a need to replace sampling points on some pipelines, which is required in order to maintain compliance with ISO10715. The odorant injection systems are a vital part of ensuring the safety of our network, as any potential gas leaks can be more easily identified by their distinctive smell. Under our preferred strategy we will upgrade 16 of the odorant injection systems which will mean that most units are upgraded, freeing up spare components for the four sites which will not be upgraded as part of these works. | Option 1 is the preferred option as it delivers the best-balanced programme of work combating compliance, obsolescence and end of life assets whilst minimising spends for customers. As it is a continuation of a replacement rollout programme to combat the aforementioned investment drivers, it is no surprise that the risk and service level objectives are surpassed for odorant and metering. The investment payback is 6 years, and the programme of work will ensure we can meet our licence and customer commitments around reliability, safety, compliance and value for money.
3 | Y | Option_2 | Do More (Increase to 20 Odorant Upgrades and increase Metering by 20%) | The second option that we have considered is to accelerate the completion of this programme of interventions and aim to increase the number of odorant injection system replacements from 16 to 20. Whilst this would mean we would have replaced all remaining odorant systems by the end of RIIO-GD3, this needs careful consideration in terms of practical deliverability alongside our other baskets of work. We noted earlier that a small number of ultrasonic meters that were installed early in the journey do not meet the standards that we have imposed on later upgrades (for example we have made use of live condition-based monitoring since RIIO-GD1, which these meters do not contain the functionality for). This option would mean that we would complete the outstanding meter upgrades and also upgrade ultra sonic meters that were originally installed which do not meet current standards. | Option 2 the Do More has been rejected as this costs an additional £2.8m (over the preferred option) but this additional spend leads to an increased over delivery of risk and service level reductions compared to start of RIIO-GD3 levels that is not justifiable for the associated increase in cost. It is also misaligned with our customers’ expectations around keeping bills as low as possible. For these reasons it has been discounted.
4 | Y | Option_3 | Do Less (No Metering Upgrades and no flow racks and reduce odorant to 10) | The third option we considered was whether it would be beneficial to halt the meter replacement programme at the end of RIIO-GD2. This would leave 4 fiscal meters that would not have been upgraded – given our concerns over obsolescence of our turbine and orifice meters, this would require very careful consideration. Not replacing these 4 meters would increase the likelihood of the assets becoming obsolete but in the meantime, these existing metering assets do not provide the diagnostics capabilities that are available from ultrasonic meters and are also unlikely to be as accurate. Whilst we would undertake 16 odorant injection system upgrades under our preferred option, under this option we considered the impact of also scaling this back to undertake only 10. Whilst this would mean a slower paced roll out of replacements to our odorant injection systems, freeing up resource, we highlighted above that the existing assets have reached the end of their serviceable life. Given the positive correlation between asset age and fault occurrences, our view is that we should intervene on these assets now in order to reduce the risk of faults. This is coupled with obsolescence issues we have on odorant systems. | Option 3 Do Less meets or over delivers on risk and service level objectives. However, the significant cost reduction (£8.8m) compared to the preferred option comes from a cut back to the metering and odorant replacement programmes tackling end of life assets and obsolescence. Obsolescence poses significant risk to accuracy and continuing servicing and maintenance, whilst end of life assets pose the increased risk of failure and faults and associated consequences including compliance and health and safety. For this reason, this option has been discounted.
5 | N | N/A | Deferred investment | The fourth option we considered was deferral of the investments detailed in our Preferred option (continue with Meter Upgrade programme) to RIIO-GD4. | Option 4 Deferral has been discounted due to the risk to compliance and risk from failing and obsolete assets.
6
7
8
9
10
11
12
13
14
15
16
17
18
19
20
21
22
23
24
25
26
27
28
29
30
31
32
33
34
35
36
37
38
39
40
41
42
43
44
45

## Fixed Data
Fixed Data
Parameter | Value | Original Value | Original Value Year | Source |  |  | Comments
2023/24 prices
Common across sectors
Company specific values
WACC | 3.92%
Universal values
Discount Rate <= 30 years | 3.5% | 0.035 | 2023/2024 | HMRC Green Book (see Discount Factors spreadsheet 'Standard Discount Factors' tab |  |  | assumed 2023/2024; not converted using CPIH
Discount Rate > 30 years | 3% | 0.03 | 2023/2024 | HMRC Green Book (see Discount Factors spreadsheet 'Standard Discount Factors' tab |  |  | assumed 2023/2024; not converted using CPIH
Discount rate for safety <= 30 years | 1.5% | 0.015 | 2023/2024 | HMRC Green Book (see Discount Factors spreadsheet 'Standard Discount Factors' tab |  |  | assumed 2023/2024; not converted using CPIH
Discount rate for safety > 30 years | 1.286% | 0.01286 | 2023/2024 | HMRC Green Book (see Discount Factors spreadsheet 'Standard Discount Factors' tab |  |  | assumed 2023/2024; not converted using CPIH
See IDP Guidance para 4.32
See IDP Guidance para 4.32
Cost per Fatality (£m) | 2.2402 | 1.9512 | 2021/2022 | Health and Safety Executive Link (see "COSTS_Tables 21/22" under Costs to Britain; sheet "COST02" in the excel, year 2021/22, central cost of £240M) |  | HSE Work-related fatality figures published (123 deaths in 2021/2022) | value derived based on total costs (first link) and total deaths (second link)
Cost per Non Fatal/ Major injury (£m) | 0.015067 | 0.013124 | 2021/2022 | Health and Safety Executive Link (see "COSTS_Tables 21/22" under Costs to Britain; sheet "COST02" in the excel, year 2021/22, central cost of £7,415M) |  | HSE Workplace injuries summary (see "Table-1" sheet, year 2021/22, 565000 injuries) | value derived based on total costs (first link) and total injuries (second link)
Safety Disproportion Factor | 10 | 10 | 2020/2021 | DNO Common Network Asset Indices Methodology (ofgem.gov.uk)
Methane GWP | 28 | 28 | 2014 | Greenhouse Gas Protocol - Global Warming Potential Values
Methane m3 to tonnes conversion | 0.000656 |  |  | Leakage & Shrinkage Model
Natural gas GWh to m3 conversion | 90909.1 |  |  | Leakage & Shrinkage Model
Natural gas CO2 content - tonnes per GWh | 4.32 |  |  | Leakage & Shrinkage Model
Shrinkage gas replacement cost (p/kwh) | 6.8298 | 6.01 | 2022/23 | 2023 RRPs
Real to nominal prices conversion factor | Source: | Ofgem ED2 PCFM V3 (published 16 October 2023)
PCFM year ending | 2000-03-31 | 2001-03-31 | 2002-03-31 | 2003-03-31 | 2004-03-31 | 2005-03-31 | 2006-03-31 | 2007-03-31 | 2008-03-31 | 2009-03-31 | 2010-03-31 | 2011-03-31 | 2012-03-31 | 2013-03-31 | 2014-03-31 | 2015-03-31 | 2016-03-31 | 2017-03-31 | 2018-03-31 | 2019-03-31 | 2020-03-31 | 2021-03-31 | 2022-03-31 | 2023-03-31 | 2024-03-31 | 2025-03-31 | 2026-03-31
Combined RPI-CPIH real to nominal prices conversion factor (financial year average) | 0.5655 | 0.58238 | 0.59108 | 0.60346 | 0.62031 | 0.6396 | 0.65646 | 0.68096 | 0.70909 | 0.73014 | 0.73348 | 0.76989 | 0.80683 | 0.83176 | 0.85575 | 0.87252 | 0.88193 | 0.90082 | 0.93453 | 0.96309 | 0.98802 | 1 | 1.0447 | 1.1364 | 1.1994 | 1.2271 | 1.246
Year Format | 1999/2000 | 2000/2001 | 2001/2002 | 2002/2003 | 2003/2004 | 2004/2005 | 2005/2006 | 2006/2007 | 2007/2008 | 2008/2009 | 2009/2010 | 2010/2011 | 2011/2012 | 2012/2013 | 2013/2014 | 2014/2015 | 2015/2016 | 2016/2017 | 2017/2018 | 2018/2019 | 2019/2020 | 2020/2021 | 2021/2022 | 2022/2023 | 2023/2024 | 2024/2025 | 2025/2026
CPIH conversion factor from FY to 2023/2024 | 2.121 | 2.0596 | 2.0293 | 1.9876 | 1.9336 | 1.8753 | 1.8271 | 1.7614 | 1.6915 | 1.6428 | 1.6353 | 1.5579 | 1.4866 | 1.4421 | 1.4016 | 1.3747 | 1.36 | 1.3315 | 1.2835 | 1.2454 | 1.214 | 1.1994 | 1.1481 | 1.0555 | 1 | 0.97745 | 0.96265
Environmental factors and price | Source |  | Version / Date | 2020 | 2021 | 2022 | 2023 | 2024 | 2025 | 2026 | 2027 | 2028 | 2029 | 2030 | 2031 | 2032 | 2033 | 2034 | 2035 | 2036 | 2037 | 2038 | 2039 | 2040 | 2041 | 2042 | 2043 | 2044 | 2045 | 2046 | 2047 | 2048 | 2049 | 2050 | 2051 | 2052 | 2053 | 2054 | 2055 | 2056 | 2057 | 2058 | 2059 | 2060 | 2061 | 2062 | 2063 | 2064 | 2065 | 2066 | 2067 | 2068 | 2069 | 2070 | 2071 | 2072 | 2073 | 2074 | 2075 | 2076
gCO2e per kWh (DESNZ and extrapolated) | 2023 Government Greenhouse Gas Conversion Factors for Company Reporting (see table 9, column Total, under "For electricity CONSUMED (including grid losses)", from 2010 to 2021) |  | 2023/2024 | 215.55 | 235.83 | 189.9286 | 172.8607 | 157.3266 | 143.1884 | 130.3208 | 118.6095 | 107.9507 | 98.2497 | 89.4205 | 81.3847 | 74.0711 | 67.4147 | 61.3565 | 55.8427 | 50.8244 | 46.2571 | 42.1002 | 38.3168 | 34.8735 | 31.7396 | 28.8873 | 26.2914 | 23.9287 | 21.7783 | 19.8212 | 18.04 | 16.4188 | 14.9434 | 13.6005 | 12.3783 | 11.2659 | 10.2535 | 9.3321 | 8.4934 | 7.7302 | 7.0355 | 6.4033 | 5.8278 | 5.3041 | 4.8275 | 4.3936 | 3.9988 | 3.6394 | 3.3124 | 3.0147 | 2.7438 | 2.4972 | 2.2728 | 2.0686 | 1.8827 | 1.7135 | 1.5595 | 1.4194 | 1.2918 | 1.1757
Electricity GHG conversion factor (tonnes per MWh) | Calculated from the above gCO2e per KWh |  | 2023/2024 | 0.21555 | 0.23583 | 0.18993 | 0.17286 | 0.15733 | 0.14319 | 0.13032 | 0.11861 | 0.10795 | 0.09825 | 0.089421 | 0.081385 | 0.074071 | 0.067415 | 0.061356 | 0.055843 | 0.050824 | 0.046257 | 0.0421 | 0.038317 | 0.034873 | 0.03174 | 0.028887 | 0.026291 | 0.023929 | 0.021778 | 0.019821 | 0.01804 | 0.016419 | 0.014943 | 0.0136 | 0.012378 | 0.011266 | 0.010253 | 0.0093321 | 0.0084934 | 0.0077302 | 0.0070355 | 0.0064033 | 0.0058278 | 0.0053041 | 0.0048275 | 0.0043936 | 0.0039988 | 0.0036394 | 0.0033124 | 0.0030147 | 0.0027438 | 0.0024972 | 0.0022728 | 0.0020686 | 0.0018827 | 0.0017135 | 0.0015595 | 0.0014194 | 0.0012918 | 0.0011757
Carbon price central base case (£/tCO2e 2022 base year) | Green Book supplementary guidance: valuation of energy use and greenhouse gas emissions for appraisal (data tables 1-19, see table 3, central values); note that 2051-2100 is based on linear extrapolation |  | 2022/2023 | 253 | 257 | 261 | 265 | 269 | 273 | 277 | 281 | 286 | 290 | 294 | 299 | 304 | 308 | 313 | 318 | 322 | 327 | 332 | 337 | 343 | 348 | 353 | 358 | 364 | 369 | 375 | 380 | 386 | 392 | 398 | 403.7714 | 409.5959 | 415.5186 | 421.4087 | 427.2779 | 433.1414 | 439.0211 | 444.9029 | 450.7778 | 456.6521 | 462.5281 | 468.4053 | 474.2816 | 480.1574 | 486.0335 | 491.9098 | 497.7861 | 503.6622 | 509.5384 | 515.4146 | 521.2908 | 527.167 | 533.0432 | 538.9194 | 544.7956 | 550.6717
Carbon price central base case (£/tCO2e, 2023/2024 prices) | Converted from the above value |  | 2023/2024 | 267.0337 | 271.2555 | 275.4774 | 279.6993 | 283.9212 | 288.143 | 292.3649 | 296.5868 | 301.8641 | 306.086 | 310.3079 | 315.5852 | 320.8626 | 325.0845 | 330.3618 | 335.6391 | 339.861 | 345.1384 | 350.4157 | 355.6931 | 362.0259 | 367.3032 | 372.5806 | 377.8579 | 384.1907 | 389.4681 | 395.8009 | 401.0782 | 407.411 | 413.7439 | 420.0767 | 426.1682 | 432.3158 | 438.567 | 444.7838 | 450.9786 | 457.1674 | 463.3731 | 469.5812 | 475.782 | 481.9821 | 488.1841 | 494.3873 | 500.5896 | 506.7913 | 512.9933 | 519.1956 | 525.3978 | 531.5999 | 537.802 | 544.0041 | 550.2063 | 556.4084 | 562.6106 | 568.8127 | 575.0148 | 581.217
Carbon price low case (£/tCO2e, 2023 base year) | Green Book supplementary guidance: valuation of energy use and greenhouse gas emissions for appraisal (data tables 1-19, see table 3, low values); note that 2051-2100 is based on linear extrapolation |  | 2022/2023 | 126.595 | 128.5229 | 130.4801 | 132.4671 | 134.4844 | 136.5324 | 138.6115 | 140.7224 | 142.8653 | 145.041 | 147.2497 | 149.4921 | 151.7686 | 154.0798 | 156.4262 | 158.8083 | 161.2267 | 163.682 | 166.1746 | 168.7052 | 171.2743 | 173.8434 | 176.451 | 179.0978 | 181.7843 | 184.511 | 187.2787 | 190.0879 | 192.9392 | 195.8333 | 198.7708 | 201.6226 | 204.4987 | 207.3856 | 210.2736 | 213.1571 | 216.0362 | 218.92 | 221.804 | 224.6872 | 227.5699 | 230.4527 | 233.336 | 236.2192 | 239.1022 | 241.9852 | 244.8683 | 247.7514 | 250.6344 | 253.5175 | 256.4005 | 259.2836 | 262.1667 | 265.0497 | 267.9328 | 270.8159 | 273.6989
Carbon price low case (£/tCO2e, 2023/24 prices) | Converted from the above value |  | 2023/2024 | 133.6172 | 135.6519 | 137.7177 | 139.8149 | 141.9441 | 144.1057 | 146.3002 | 148.5281 | 150.7899 | 153.0862 | 155.4175 | 157.7843 | 160.1871 | 162.6265 | 165.103 | 167.6173 | 170.1698 | 172.7612 | 175.3921 | 178.0631 | 180.7747 | 183.4863 | 186.2386 | 189.0322 | 191.8677 | 194.7457 | 197.6669 | 200.6319 | 203.6413 | 206.696 | 209.7964 | 212.8064 | 215.842 | 218.889 | 221.9372 | 224.9807 | 228.0195 | 231.0633 | 234.1073 | 237.1504 | 240.1929 | 243.2357 | 246.279 | 249.322 | 252.3649 | 255.4079 | 258.4509 | 261.4939 | 264.5369 | 267.5798 | 270.6228 | 273.6658 | 276.7088 | 279.7518 | 282.7948 | 285.8378 | 288.8807
Carbon price high case (£/tCO2e, 2023 base year) | Green Book supplementary guidance: valuation of energy use and greenhouse gas emissions for appraisal (data tables 1-19, see table 3, high values); note that 2051-2100 is based on linear extrapolation |  | 2022/2023 | 379.7851 | 385.5687 | 391.4403 | 397.4013 | 403.4531 | 409.5971 | 415.8346 | 422.1671 | 428.596 | 435.1229 | 441.7491 | 448.4762 | 455.3058 | 462.2394 | 469.2786 | 476.425 | 483.6802 | 491.0459 | 498.5237 | 506.1155 | 513.8228 | 521.5301 | 529.3531 | 537.2934 | 545.3528 | 553.5331 | 561.8361 | 570.2636 | 578.8176 | 587.4998 | 596.3123 | 604.8678 | 613.496 | 622.1567 | 630.8207 | 639.4712 | 648.1087 | 656.76 | 665.4121 | 674.0616 | 682.7096 | 691.3582 | 700.0081 | 708.6575 | 717.3065 | 725.9556 | 734.6048 | 743.2541 | 751.9032 | 760.5524 | 769.2016 | 777.8508 | 786.5 | 795.1492 | 803.7984 | 812.4476 | 821.0968
Carbon price high case (£/tCO2e, 2023/24 prices) | Converted from the above value |  | 2023/2024 | 400.8515 | 406.9558 | 413.1531 | 419.4448 | 425.8322 | 432.317 | 438.9005 | 445.5843 | 452.3698 | 459.2587 | 466.2525 | 473.3528 | 480.5612 | 487.8794 | 495.309 | 502.8518 | 510.5094 | 518.2837 | 526.1763 | 534.1892 | 542.324 | 550.4589 | 558.7158 | 567.0965 | 575.603 | 584.237 | 593.0006 | 601.8956 | 610.924 | 620.0879 | 629.3892 | 638.4192 | 647.526 | 656.6671 | 665.8117 | 674.942 | 684.0587 | 693.1898 | 702.3219 | 711.4512 | 720.5788 | 729.7072 | 738.8369 | 747.966 | 757.0948 | 766.2236 | 775.3526 | 784.4817 | 793.6106 | 802.7395 | 811.8685 | 820.9974 | 830.1264 | 839.2553 | 848.3843 | 857.5133 | 866.6422
% methane in natural gas | Leakage model |  |  | 81.97% | 81.97% | 81.97% | 81.97% | 81.97% | 81.97% | 81.97% | 81.97% | 81.97% | 81.97% | 81.97% | 81.97% | 81.97% | 81.97% | 81.97% | 81.97% | 81.97% | 81.97% | 81.97% | 81.97% | 81.97% | 81.97% | 81.97% | 81.97% | 81.97% | 81.97% | 81.97% | 81.97% | 81.97% | 81.97% | 81.97% | 81.97% | 81.97% | 81.97% | 81.97% | 81.97% | 81.97% | 81.97% | 81.97% | 81.97% | 81.97% | 81.97% | 81.97% | 81.97% | 81.97% | 81.97% | 81.97% | 81.97% | 81.97% | 81.97% | 81.97% | 81.97% | 81.97% | 81.97% | 81.97% | 81.97% | 81.97%
Depreciation Acceleration Factors
Price Control | RIIO3 |  |  | 1.8753 2022: RIIO4; 1.6353 2027: RIIO5; 1.3747 2032: RIIO6; 1.214 2037: Post-RIIO6
Year | 2027 | 2028 | 2029 | 2030 | 2031 | 2032 | 2033 | 2034 | 2035 | 2036 | 2037 | 2038 | 2039 | 2040 | 2041 | 2042 | 2043 | 2044 | 2045 | 2046 | 2047 | 2048 | 2049 | 2050 | 2051 | 2052 | 2053 | 2054 | 2055 | 2056 | 2057 | 2058 | 2059 | 2060 | 2061 | 2062 | 2063 | 2064 | 2065 | 2066 | 2067 | 2068 | 2069 | 2070 | 2071 | 2072 | 2073 | 2074 | 2075 | 2076
Acceleration Factor | 100% | 100% | 100% | 100% | 100% | 100% | 100% | 100% | 100% | 100% | 100% | 100% | 100% | 100% | 100% | 100% | 100% | 100% | 100% | 100% | 100% | 100% | 100% | 100% | 100% | 100% | 100% | 100% | 100% | 100% | 100% | 100% | 100% | 100% | 100% | 100% | 100% | 100% | 100% | 100% | 100% | 100% | 100% | 100% | 100% | 100% | 100% | 100% | 100% | 100%
Asset class |  | Intervention |  | 1.9876 2020: Cost Type
Mains - Iron mains - Tier 1 |  | Replacement |  | 1.9876 2020: Environmental
Mains - Iron mains - Tier 2B |  | Replacement (expanded capacity) |  | 1.9876 2020: Safety
Mains - Iron mains - Tier 3 |  | Refurbishment - full |  | 1.9876 2020: Financial
Mains - Steel mains - <=2" |  | Refurbishment - partial |  | 1.9876 2020: Private
Mains - Steel mains - 4"-8" |  | Decommissioned
Mains - Steel mains - 9"- <18" |  | Mothballed
Mains - Steel mains - 18"+ |  | Build new
Mains - PE mains
Mains - Other |  | Opex type
Services |  | Maintenance & repair
Risers |  | Other opex
LTS pipelines - piggable
LTS pipelines - non piggable
Governors - District
Governors - I&C
Governors - Service
Offtakes & PRS - Odorant & metering - Offtake Metering System
Offtakes & PRS - Odorant & metering - Offtake Odorisation System
Offtakes & PRS - Pre-heating - Offtake Pre-heating
Offtakes & PRS - Pre-heating - PRS Pre-heating
Offtakes & PRS - Filters and Pressure Control - Offtake filters
Offtakes & PRS - Filters and Pressure Control - Slam Shut & Regulators
Offtakes & PRS - Filters and Pressure Control - PRS Filters
Offtakes & PRS - Filters and Pressure Control - PRS Slam Shut & Regulators

## Risk Register
Please fill in the below Risk Register for the selected option only.
Risk Description | Impact | Likelihood | Mitigation/Controls | Comments
Risk to delivery of outputs within RIIO-GD3. There is an increase in workload for RIIO-GD3 over RIIO-GD2. | Low | <=20% | Experience has shown that delivery of projects of this type requires close monitoring which is why the team responsible for monitoring is also involved with delivery. There are robust controls in places to ensure delivery is tracked through period. Our Workforce and Supply Chain Resilience Strategy discusses the likely resourcing challenges we will face during RIIO-GD3 and our plans on how to address them. | NGN have a proven track record of delivering in this area and the preferred strategy is a continuation of the sucessful approach in RIIO-GD2. We have experienced project managers who have a proven track record of delivering this type of work. We have consistently engaged on our preferred strategy with our SMEs and operational colleagues to ensure that our strategy is both viable and deliverable.
Cost variability - External Project management, untimely delivery by contractors and 3rd party delays could all impact on costs. However, framework partners who deliver the Capex workload are rigorously challenged to deliver value for money and alternative partners are continually being used were cost or delivery is a challenge. | Low | <=20% | We have a robust methodology for developing Capex unit cost rates which include an allowance for uncertainty. Further details can be found in Section 8.6 of A22.e NGN RIIO-GD3 Investment Decision Pack - Offtakes & PRS - Odorant & Metering EJP | Subject matter experts have been continually engaged on unit costs to ensure these are accurate. We will continue to monitor delivery against RIIO-GD3 unit costs.

## Baseline
Summary | [7 empty] | Text Descriptions
[8 empty] | Option Description - this should allow us to quickly recognise the option being assessed (based on descriptions in the EJP and other documents) and distinguish it both from other investment areas and from other options. If appropriate, please provide sitemaps, photos or any other documents that will help with this identification (likely to be relevant for major projects rather than asset classes) | [6 empty] | Stakeholder Support Summary - please provide a synopsis which details the feedback from stakeholder group(s)
Option Name | Baseline |  |  | Date Undertaken: | 2024-12-06
Scheme Reference ID | A22.e.NGN | [6 empty] | This option is used as the baseline for which all other options are measured against. It does not include any capital investment but instead considers the cost of ongoing maintenance activities and repairs on failure. There are no direct benefits accrued under this option, however it does include societal impacts associated with leakage, fatality and injury. | [6 empty] | The different priorities between national, local and customer stakeholders highlights tensions between short- and long-term goals and the dynamics NGN must manage throughout RIIO-GD3. Customers (especially older, low income, and digitally excluded customers) value energy affordability above all other priorities. Conversely, future customers prioritise helping the region to meet climate change targets (and not leaving anyone behind). Local stakeholders generally share this long-term view; Furthermore, national groups say they will judge our performance by how resilient the business is. As customers are satisfied with the performance and availability of our services, they prefer us to maintain service levels at levels similar to today and asked for us to reduce future risk with targeted investments to enhance removal, reduction, resistance and recovery strategies. (This is not delivered under this option) To balance stakeholders' priorities, we will maintain our position as the most efficient gas distribution operator, while investing in delivering continuous performance improvement. We will achieve this through targeted investment in low-regret innovation, enhanced stakeholder engagement, whole systems collaboration, data and digitalisation.
Expenditure Type | Capex |  |  | Authorised By: | Dean Pearson
Preferred Option (Y/N) | N
Spend Area (Please include relevant RRP/BPDT Table Reference) | CV5.01
First year of expenditure outflow | 2027
Payback position at year | Central CO2 Cost - PV of costs & benefits (£m) | Central CO2 Cost - NPV relative to baseline (£m) | Low CO2 cost - PV of costs & benefits (£m) | Low CO2 cost - NPV relative to baseline (£m) | High CO2 cost - PV of costs & benefits (£m) | High CO2 cost - NPV relative to baseline (£m)
2035 | -60.0156 | 0 | -60.0095 | 0 | -60.0218 | 0
2040 | -94.0791 | 0 | -94.0688 | 0 | -94.0894 | 0
2045 | -128.1312 | 0 | -128.1161 | 0 | -128.1463 | 0
2050 | -162.5187 | 0 | -162.4981 | 0 | -162.5392 | 0
2060 | -851.813 | 0 | -851.7773 | 0 | -851.8485 | 0
2070 | -1627.7168 | 0 | -1627.6604 | 0 | -1627.7728 | 0
Capitalisation rate | 33.7% | [6 empty] | Engineering Justification Summary - please provide a synopsis & share the document which articulates the full detailed explanation | [6 empty] | Company View - please provide a synopsis which details your view of how beneficial this option is.
[8 empty] | A failure in our metering or odorant assets could result in significant issues across the NGN network. First and foremost odorant injection provides gas with its characteristic smell and is the primary safety mechanism for detecting gas escapes. If we were to stop injecting odorant at any point in the network the smell downstream would be affected, meaning gas escapes would go undetected, potentially resulting in the loss of life to members of the public in our network. Our metering assets are the primary input to the odorant injection system and provide the system with the required flow information in order for the odorant dosing to be correct meaning that it smells as it should to the general public. Along with providing inputs to the odorant system to ensure the correct amount of odorant is applied, the metering information is also used to record flow rates for energy transported through our network if the metering were to fail through put cannot be accurately determined resulting in measurement errors which have huge cost implications for gas shippers and ultimately impacts to customers’ bills. We have listened to industry concerns over the potential for our existing Turbine and Orifice metering assets to become obsolete and do not have adequate low flow measurement capability to fully meet the more dynamic flow measurement demands of the modern gas network. New technologies like ultrasonic meters allow sites to operate over a far greater range and flow accurately at low levels which not only provides increased uncertainty to the shippers but also means sites can be controlled over a wider range allowing entry of green gas like biomethane. The lack of diagnostic and preventative measurements these older technologies provide mean they need to be upgraded to newer USMs to remove risk to shippers and our customers of costly measurement errors. A22.e NGN RIIO-GD3 Investment Decision Pack - Offtakes & PRS - Odorant & Metering EJP. | [6 empty] | Given our objectives of maintaining risk and supply interruption levels, this option has been deemed to be unacceptable, but forms the option against which the following options have been measured against.
Expenditure Profile - Summary
| 2027 | 2028 | 2029 | 2030 | 2031 | Post RIIO3
| (£m) | (£m) | (£m) | (£m) | (£m) | (£m)
Capitalised costs | 0 | 0 | 0 | 0 | 0 | 0
Non-capitalised costs | -0.00020618 | -0.00021565 | -0.00022561 | -0.0002361 | -0.00024713 | -0.044068
| Asset Class | Unit | Comments
Output | Odorant | 0 | Ongoing maintenance
| Metering | 0 | Ongoing maintenance
Financial Costs
Inputs
|  |  |  | RIIO3 |  |  |  |  | RIIO4 |  |  |  |  | RIIO5 |  |  |  |  | RIIO6 |  |  |  |  | RIIO7 |  |  |  |  | RIIO8 |  |  |  |  | RIIO9 |  |  |  |  | RIIO10 |  |  |  |  | RIIO11 |  |  |  |  | RIIO12
|  |  |  | 1 | 2 | 3 | 4 | 5 | 6 | 7 | 8 | 9 | 10 | 11 | 12 | 13 | 14 | 15 | 16 | 17 | 18 | 19 | 20 | 21 | 22 | 23 | 24 | 25 | 26 | 27 | 28 | 29 | 30 | 31 | 32 | 33 | 34 | 35 | 36 | 37 | 38 | 39 | 40 | 41 | 42 | 43 | 44 | 45 | 46 | 47 | 48 | 49 | 50
| Asset Class | Intervention type |  | 2027 | 2028 | 2029 | 2030 | 2031 | 2032 | 2033 | 2034 | 2035 | 2036 | 2037 | 2038 | 2039 | 2040 | 2041 | 2042 | 2043 | 2044 | 2045 | 2046 | 2047 | 2048 | 2049 | 2050 | 2051 | 2052 | 2053 | 2054 | 2055 | 2056 | 2057 | 2058 | 2059 | 2060 | 2061 | 2062 | 2063 | 2064 | 2065 | 2066 | 2067 | 2068 | 2069 | 2070 | 2071 | 2072 | 2073 | 2074 | 2075 | 2076
Capex/Repex |  |  | £m
£m
£m
£m
£m
£m
£m
£m
£m
£m
| Total Capex | (1) | £m | 0 | 0 | 0 | 0 | 0 | 0 | 0 | 0 | 0 | 0 | 0 | 0 | 0 | 0 | 0 | 0 | 0 | 0 | 0 | 0 | 0 | 0 | 0 | 0 | 0 | 0 | 0 | 0 | 0 | 0 | 0 | 0 | 0 | 0 | 0 | 0 | 0 | 0 | 0 | 0 | 0 | 0 | 0 | 0 | 0 | 0 | 0 | 0 | 0 | 0
Associated direct opex |  |  | £m
£m
£m
£m
£m
| Total Opex |  | £m | 0 | 0 | 0 | 0 | 0 | 0 | 0 | 0 | 0 | 0 | 0 | 0 | 0 | 0 | 0 | 0 | 0 | 0 | 0 | 0 | 0 | 0 | 0 | 0 | 0 | 0 | 0 | 0 | 0 | 0 | 0 | 0 | 0 | 0 | 0 | 0 | 0 | 0 | 0 | 0 | 0 | 0 | 0 | 0 | 0 | 0 | 0 | 0 | 0 | 0
Pass through costs | Leakage |  | £m | -0.00020618 | -0.00021565 | -0.00022561 | -0.0002361 | -0.00024713 | -0.00025874 | -0.00027099 | -0.00028388 | -0.00029744 | -0.00031172 | -0.00032675 | -0.00034256 | -0.00035921 | -0.00037673 | -0.00039517 | -0.00041457 | -0.000435 | -0.0004565 | -0.00047913 | -0.00050294 | -0.00052801 | -0.00055439 | -0.00058216 | -0.00061138 | -0.00069753 | -0.00073282 | -0.00076995 | -0.00080903 | -0.00085017 | -0.00089347 | -0.00093904 | -0.000987 | -0.0010375 | -0.0010906 | -0.0011465 | -0.0012054 | -0.0012673 | -0.0013325 | -0.0014011 | -0.0014734 | -0.0015494 | -0.0016294 | -0.0017136 | -0.0018022 | -0.0018955 | -0.0019937 | -0.002097 | -0.0022058 | -0.0023202 | -0.0024406
£m
| Total Pass Through Costs |  | £m | -0.00020618 | -0.00021565 | -0.00022561 | -0.0002361 | -0.00024713 | -0.00025874 | -0.00027099 | -0.00028388 | -0.00029744 | -0.00031172 | -0.00032675 | -0.00034256 | -0.00035921 | -0.00037673 | -0.00039517 | -0.00041457 | -0.000435 | -0.0004565 | -0.00047913 | -0.00050294 | -0.00052801 | -0.00055439 | -0.00058216 | -0.00061138 | -0.00069753 | -0.00073282 | -0.00076995 | -0.00080903 | -0.00085017 | -0.00089347 | -0.00093904 | -0.000987 | -0.0010375 | -0.0010906 | -0.0011465 | -0.0012054 | -0.0012673 | -0.0013325 | -0.0014011 | -0.0014734 | -0.0015494 | -0.0016294 | -0.0017136 | -0.0018022 | -0.0018955 | -0.0019937 | -0.002097 | -0.0022058 | -0.0023202 | -0.0024406
Annual cost calculations |  |  |  | 2027 | 2028 | 2029 | 2030 | 2031 | 2032 | 2033 | 2034 | 2035 | 2036 | 2037 | 2038 | 2039 | 2040 | 2041 | 2042 | 2043 | 2044 | 2045 | 2046 | 2047 | 2048 | 2049 | 2050 | 2051 | 2052 | 2053 | 2054 | 2055 | 2056 | 2057 | 2058 | 2059 | 2060 | 2061 | 2062 | 2063 | 2064 | 2065 | 2066 | 2067 | 2068 | 2069 | 2070 | 2071 | 2072 | 2073 | 2074 | 2075 | 2076
| Capitalisation rates | (2) | % | 33.7% | 33.7% | 33.7% | 33.7% | 33.7% | 33.7% | 33.7% | 33.7% | 33.7% | 33.7% | 33.7% | 33.7% | 33.7% | 33.7% | 33.7% | 33.7% | 33.7% | 33.7% | 33.7% | 33.7% | 33.7% | 33.7% | 33.7% | 0% | 0% | 0% | 0% | 0% | 0% | 0% | 0% | 0% | 0% | 0% | 0% | 0% | 0% | 0% | 0% | 0% | 0% | 0% | 0% | 0% | 0% | 0% | 0% | 0% | 0% | 0%
| Capitalised investment | (3)=(1)x(2) | £m | 0 | 0 | 0 | 0 | 0 | 0 | 0 | 0 | 0 | 0 | 0 | 0 | 0 | 0 | 0 | 0 | 0 | 0 | 0 | 0 | 0 | 0 | 0 | 0 | 0 | 0 | 0 | 0 | 0 | 0 | 0 | 0 | 0 | 0 | 0 | 0 | 0 | 0 | 0 | 0 | 0 | 0 | 0 | 0 | 0 | 0 | 0 | 0 | 0 | 0
| Investment to be expensed | (4)=(1)-(3) | £m | 0 | 0 | 0 | 0 | 0 | 0 | 0 | 0 | 0 | 0 | 0 | 0 | 0 | 0 | 0 | 0 | 0 | 0 | 0 | 0 | 0 | 0 | 0 | 0 | 0 | 0 | 0 | 0 | 0 | 0 | 0 | 0 | 0 | 0 | 0 | 0 | 0 | 0 | 0 | 0 | 0 | 0 | 0 | 0 | 0 | 0 | 0 | 0 | 0 | 0
| 2027 Depreciation | (5)2027=(3)2027*Dep_ratet | £m |  | 0 | 0 | 0 | 0 | 0 | 0 | 0 | 0 | 0 | 0 | 0 | 0 | 0 | 0 | 0 | 0 | 0 | 0 | 0 | 0 | 0 | 0 | 0 | 0 | 0 | 0 | 0 | 0 | 0 | 0 | 0 | 0 | 0 | 0 | 0 | 0 | 0 | 0 | 0 | 0 | 0 | 0 | 0 | 0 | 0 | 0 | 0 | 0 | 0
| 2028 Depreciation | (5)2028=(3)2028*Dep_ratet | £m |  |  | 0 | 0 | 0 | 0 | 0 | 0 | 0 | 0 | 0 | 0 | 0 | 0 | 0 | 0 | 0 | 0 | 0 | 0 | 0 | 0 | 0 | 0 | 0 | 0 | 0 | 0 | 0 | 0 | 0 | 0 | 0 | 0 | 0 | 0 | 0 | 0 | 0 | 0 | 0 | 0 | 0 | 0 | 0 | 0 | 0 | 0 | 0 | 0
| 2029 Depreciation | (5)2029=(3)2029*Dep_ratet | £m |  |  |  | 0 | 0 | 0 | 0 | 0 | 0 | 0 | 0 | 0 | 0 | 0 | 0 | 0 | 0 | 0 | 0 | 0 | 0 | 0 | 0 | 0 | 0 | 0 | 0 | 0 | 0 | 0 | 0 | 0 | 0 | 0 | 0 | 0 | 0 | 0 | 0 | 0 | 0 | 0 | 0 | 0 | 0 | 0 | 0 | 0 | 0 | 0
| 2030 Depreciation | (5)2030=(3)2030*Dep_ratet | £m |  |  |  |  | 0 | 0 | 0 | 0 | 0 | 0 | 0 | 0 | 0 | 0 | 0 | 0 | 0 | 0 | 0 | 0 | 0 | 0 | 0 | 0 | 0 | 0 | 0 | 0 | 0 | 0 | 0 | 0 | 0 | 0 | 0 | 0 | 0 | 0 | 0 | 0 | 0 | 0 | 0 | 0 | 0 | 0 | 0 | 0 | 0 | 0
| 2031 Depreciation | (5)2031=(3)2031*Dep_ratet | £m | [5 empty] | 0 | 0 | 0 | 0 | 0 | 0 | 0 | 0 | 0 | 0 | 0 | 0 | 0 | 0 | 0 | 0 | 0 | 0 | 0 | 0 | 0 | 0 | 0 | 0 | 0 | 0 | 0 | 0 | 0 | 0 | 0 | 0 | 0 | 0 | 0 | 0 | 0 | 0 | 0 | 0 | 0 | 0 | 0 | 0 | 0
| 2032 Depreciation | (5)2032=(3)2032*Dep_ratet | £m | [6 empty] | 0 | 0 | 0 | 0 | 0 | 0 | 0 | 0 | 0 | 0 | 0 | 0 | 0 | 0 | 0 | 0 | 0 | 0 | 0 | 0 | 0 | 0 | 0 | 0 | 0 | 0 | 0 | 0 | 0 | 0 | 0 | 0 | 0 | 0 | 0 | 0 | 0 | 0 | 0 | 0 | 0 | 0 | 0 | 0
| 2033 Depreciation | (5)2033=(3)2033*Dep_ratet | £m | [7 empty] | 0 | 0 | 0 | 0 | 0 | 0 | 0 | 0 | 0 | 0 | 0 | 0 | 0 | 0 | 0 | 0 | 0 | 0 | 0 | 0 | 0 | 0 | 0 | 0 | 0 | 0 | 0 | 0 | 0 | 0 | 0 | 0 | 0 | 0 | 0 | 0 | 0 | 0 | 0 | 0 | 0 | 0 | 0
| 2034 Depreciation | (5)2034=(3)2034*Dep_ratet | £m | [8 empty] | 0 | 0 | 0 | 0 | 0 | 0 | 0 | 0 | 0 | 0 | 0 | 0 | 0 | 0 | 0 | 0 | 0 | 0 | 0 | 0 | 0 | 0 | 0 | 0 | 0 | 0 | 0 | 0 | 0 | 0 | 0 | 0 | 0 | 0 | 0 | 0 | 0 | 0 | 0 | 0 | 0 | 0
| 2035 Depreciation | (5)2035=(3)2035*Dep_ratet | £m | [9 empty] | 0 | 0 | 0 | 0 | 0 | 0 | 0 | 0 | 0 | 0 | 0 | 0 | 0 | 0 | 0 | 0 | 0 | 0 | 0 | 0 | 0 | 0 | 0 | 0 | 0 | 0 | 0 | 0 | 0 | 0 | 0 | 0 | 0 | 0 | 0 | 0 | 0 | 0 | 0 | 0 | 0
| 2036 Depreciation | (5)2036=(3)2036*Dep_ratet | £m | [10 empty] | 0 | 0 | 0 | 0 | 0 | 0 | 0 | 0 | 0 | 0 | 0 | 0 | 0 | 0 | 0 | 0 | 0 | 0 | 0 | 0 | 0 | 0 | 0 | 0 | 0 | 0 | 0 | 0 | 0 | 0 | 0 | 0 | 0 | 0 | 0 | 0 | 0 | 0 | 0 | 0
| 2037 Depreciation | (5)2037=(3)2037*Dep_ratet | £m | [11 empty] | 0 | 0 | 0 | 0 | 0 | 0 | 0 | 0 | 0 | 0 | 0 | 0 | 0 | 0 | 0 | 0 | 0 | 0 | 0 | 0 | 0 | 0 | 0 | 0 | 0 | 0 | 0 | 0 | 0 | 0 | 0 | 0 | 0 | 0 | 0 | 0 | 0 | 0 | 0
| 2038 Depreciation | (5)2038=(3)2038*Dep_ratet | £m | [12 empty] | 0 | 0 | 0 | 0 | 0 | 0 | 0 | 0 | 0 | 0 | 0 | 0 | 0 | 0 | 0 | 0 | 0 | 0 | 0 | 0 | 0 | 0 | 0 | 0 | 0 | 0 | 0 | 0 | 0 | 0 | 0 | 0 | 0 | 0 | 0 | 0 | 0 | 0
| 2039 Depreciation | (5)2039=(3)2039*Dep_ratet | £m | [13 empty] | 0 | 0 | 0 | 0 | 0 | 0 | 0 | 0 | 0 | 0 | 0 | 0 | 0 | 0 | 0 | 0 | 0 | 0 | 0 | 0 | 0 | 0 | 0 | 0 | 0 | 0 | 0 | 0 | 0 | 0 | 0 | 0 | 0 | 0 | 0 | 0 | 0
| 2040 Depreciation | (5)2040=(3)2040*Dep_ratet | £m | [14 empty] | 0 | 0 | 0 | 0 | 0 | 0 | 0 | 0 | 0 | 0 | 0 | 0 | 0 | 0 | 0 | 0 | 0 | 0 | 0 | 0 | 0 | 0 | 0 | 0 | 0 | 0 | 0 | 0 | 0 | 0 | 0 | 0 | 0 | 0 | 0 | 0
| 2041 Depreciation | (5)2041=(3)2041*Dep_ratet | £m | [15 empty] | 0 | 0 | 0 | 0 | 0 | 0 | 0 | 0 | 0 | 0 | 0 | 0 | 0 | 0 | 0 | 0 | 0 | 0 | 0 | 0 | 0 | 0 | 0 | 0 | 0 | 0 | 0 | 0 | 0 | 0 | 0 | 0 | 0 | 0 | 0
| 2042 Depreciation | (5)2042=(3)2042*Dep_ratet | £m | [16 empty] | 0 | 0 | 0 | 0 | 0 | 0 | 0 | 0 | 0 | 0 | 0 | 0 | 0 | 0 | 0 | 0 | 0 | 0 | 0 | 0 | 0 | 0 | 0 | 0 | 0 | 0 | 0 | 0 | 0 | 0 | 0 | 0 | 0 | 0
| 2043 Depreciation | (5)2043=(3)2043*Dep_ratet | £m | [17 empty] | 0 | 0 | 0 | 0 | 0 | 0 | 0 | 0 | 0 | 0 | 0 | 0 | 0 | 0 | 0 | 0 | 0 | 0 | 0 | 0 | 0 | 0 | 0 | 0 | 0 | 0 | 0 | 0 | 0 | 0 | 0 | 0 | 0
| 2044 Depreciation | (5)2044=(3)2044*Dep_ratet | £m | [18 empty] | 0 | 0 | 0 | 0 | 0 | 0 | 0 | 0 | 0 | 0 | 0 | 0 | 0 | 0 | 0 | 0 | 0 | 0 | 0 | 0 | 0 | 0 | 0 | 0 | 0 | 0 | 0 | 0 | 0 | 0 | 0 | 0
| 2045 Depreciation | (5)2045=(3)2045*Dep_ratet | £m | [19 empty] | 0 | 0 | 0 | 0 | 0 | 0 | 0 | 0 | 0 | 0 | 0 | 0 | 0 | 0 | 0 | 0 | 0 | 0 | 0 | 0 | 0 | 0 | 0 | 0 | 0 | 0 | 0 | 0 | 0 | 0 | 0
| 2046 Depreciation | (5)2046=(3)2046*Dep_ratet | £m | [20 empty] | 0 | 0 | 0 | 0 | 0 | 0 | 0 | 0 | 0 | 0 | 0 | 0 | 0 | 0 | 0 | 0 | 0 | 0 | 0 | 0 | 0 | 0 | 0 | 0 | 0 | 0 | 0 | 0 | 0 | 0
| 2047 Depreciation | (5)2047=(3)2047*Dep_ratet | £m | 2048: 0; 2049: 0; 2050: 0; 2051: 0; 2052: 0; 2053: 0; 2054: 0; 2055: 0; 2056: 0; 2057: 0; 2058: 0; 2059: 0; 2060: 0; 2061: 0; 2062: 0; 2063: 0; 2064: 0; 2065: 0; 2066: 0; 2067: 0; 2068: 0; 2069: 0; 2070: 0; 2071: 0; 2072: 0; 2073: 0; 2074: 0; 2075: 0; 2076: 0
| 2048 Depreciation | (5)2048=(3)2048*Dep_ratet | £m | 2049: 0; 2050: 0; 2051: 0; 2052: 0; 2053: 0; 2054: 0; 2055: 0; 2056: 0; 2057: 0; 2058: 0; 2059: 0; 2060: 0; 2061: 0; 2062: 0; 2063: 0; 2064: 0; 2065: 0; 2066: 0; 2067: 0; 2068: 0; 2069: 0; 2070: 0; 2071: 0; 2072: 0; 2073: 0; 2074: 0; 2075: 0; 2076: 0
| 2049 Depreciation | (5)2049=(3)2049*Dep_ratet | £m | 2050: 0; 2051: 0; 2052: 0; 2053: 0; 2054: 0; 2055: 0; 2056: 0; 2057: 0; 2058: 0; 2059: 0; 2060: 0; 2061: 0; 2062: 0; 2063: 0; 2064: 0; 2065: 0; 2066: 0; 2067: 0; 2068: 0; 2069: 0; 2070: 0; 2071: 0; 2072: 0; 2073: 0; 2074: 0; 2075: 0; 2076: 0
| 2050 Depreciation | (5)2050=(3)2050*Dep_ratet | £m
| Depreciation | (5)=∑(5)t | £m | 0 | 0 | 0 | 0 | 0 | 0 | 0 | 0 | 0 | 0 | 0 | 0 | 0 | 0 | 0 | 0 | 0 | 0 | 0 | 0 | 0 | 0 | 0 | 0 | 0 | 0 | 0 | 0 | 0 | 0 | 0 | 0 | 0 | 0 | 0 | 0 | 0 | 0 | 0 | 0 | 0 | 0 | 0 | 0 | 0 | 0 | 0 | 0 | 0 | 0
| Opening RAV balance | (6op)t=(6cl)t-1 | £m | 0 | 0 | 0 | 0 | 0 | 0 | 0 | 0 | 0 | 0 | 0 | 0 | 0 | 0 | 0 | 0 | 0 | 0 | 0 | 0 | 0 | 0 | 0 | 0 | 0 | 0 | 0 | 0 | 0 | 0 | 0 | 0 | 0 | 0 | 0 | 0 | 0 | 0 | 0 | 0 | 0 | 0 | 0 | 0 | 0 | 0 | 0 | 0 | 0 | 0
| Discounted RAV balance | (6D)=(6cl)*(1/1+WACC)) | £m | 0 | 0 | 0 | 0 | 0 | 0 | 0 | 0 | 0 | 0 | 0 | 0 | 0 | 0 | 0 | 0 | 0 | 0 | 0 | 0 | 0 | 0 | 0 | 0 | 0 | 0 | 0 | 0 | 0 | 0 | 0 | 0 | 0 | 0 | 0 | 0 | 0 | 0 | 0 | 0 | 0 | 0 | 0 | 0 | 0 | 0 | 0 | 0 | 0 | 0
| Closing RAV balance | (6cl)=(3)-(5)+(6op) | £m | 0 | 0 | 0 | 0 | 0 | 0 | 0 | 0 | 0 | 0 | 0 | 0 | 0 | 0 | 0 | 0 | 0 | 0 | 0 | 0 | 0 | 0 | 0 | 0 | 0 | 0 | 0 | 0 | 0 | 0 | 0 | 0 | 0 | 0 | 0 | 0 | 0 | 0 | 0 | 0 | 0 | 0 | 0 | 0 | 0 | 0 | 0 | 0 | 0 | 0
| Cost of Capital | (6)=avg[(6D),(6op)]xWACC | £m | 0 | 0 | 0 | 0 | 0 | 0 | 0 | 0 | 0 | 0 | 0 | 0 | 0 | 0 | 0 | 0 | 0 | 0 | 0 | 0 | 0 | 0 | 0 | 0 | 0 | 0 | 0 | 0 | 0 | 0 | 0 | 0 | 0 | 0 | 0 | 0 | 0 | 0 | 0 | 0 | 0 | 0 | 0 | 0 | 0 | 0 | 0 | 0 | 0 | 0
| Total Capitalised Costs | (7)=(5)+(6) | £m | 0 | 0 | 0 | 0 | 0 | 0 | 0 | 0 | 0 | 0 | 0 | 0 | 0 | 0 | 0 | 0 | 0 | 0 | 0 | 0 | 0 | 0 | 0 | 0 | 0 | 0 | 0 | 0 | 0 | 0 | 0 | 0 | 0 | 0 | 0 | 0 | 0 | 0 | 0 | 0 | 0 | 0 | 0 | 0 | 0 | 0 | 0 | 0 | 0 | 0
| Total Non-Capitalised Costs |  |  | -0.00020618 | -0.00021565 | -0.00022561 | -0.0002361 | -0.00024713 | -0.00025874 | -0.00027099 | -0.00028388 | -0.00029744 | -0.00031172 | -0.00032675 | -0.00034256 | -0.00035921 | -0.00037673 | -0.00039517 | -0.00041457 | -0.000435 | -0.0004565 | -0.00047913 | -0.00050294 | -0.00052801 | -0.00055439 | -0.00058216 | -0.00061138 | -0.00069753 | -0.00073282 | -0.00076995 | -0.00080903 | -0.00085017 | -0.00089347 | -0.00093904 | -0.000987 | -0.0010375 | -0.0010906 | -0.0011465 | -0.0012054 | -0.0012673 | -0.0013325 | -0.0014011 | -0.0014734 | -0.0015494 | -0.0016294 | -0.0017136 | -0.0018022 | -0.0018955 | -0.0019937 | -0.002097 | -0.0022058 | -0.0023202 | -0.0024406
| Total Direct Costs |  |  | -0.00020618 | -0.00021565 | -0.00022561 | -0.0002361 | -0.00024713 | -0.00025874 | -0.00027099 | -0.00028388 | -0.00029744 | -0.00031172 | -0.00032675 | -0.00034256 | -0.00035921 | -0.00037673 | -0.00039517 | -0.00041457 | -0.000435 | -0.0004565 | -0.00047913 | -0.00050294 | -0.00052801 | -0.00055439 | -0.00058216 | -0.00061138 | -0.00069753 | -0.00073282 | -0.00076995 | -0.00080903 | -0.00085017 | -0.00089347 | -0.00093904 | -0.000987 | -0.0010375 | -0.0010906 | -0.0011465 | -0.0012054 | -0.0012673 | -0.0013325 | -0.0014011 | -0.0014734 | -0.0015494 | -0.0016294 | -0.0017136 | -0.0018022 | -0.0018955 | -0.0019937 | -0.002097 | -0.0022058 | -0.0023202 | -0.0024406
Non-Financial Costs/Benefits
Calculated values
| Category | Description |  | 2027 | 2028 | 2029 | 2030 | 2031 | 2032 | 2033 | 2034 | 2035 | 2036 | 2037 | 2038 | 2039 | 2040 | 2041 | 2042 | 2043 | 2044 | 2045 | 2046 | 2047 | 2048 | 2049 | 2050 | 2051 | 2052 | 2053 | 2054 | 2055 | 2056 | 2057 | 2058 | 2059 | 2060 | 2061 | 2062 | 2063 | 2064 | 2065 | 2066 | 2067 | 2068 | 2069 | 2070 | 2071 | 2072 | 2073 | 2074 | 2075 | 2076
Non-financial benefits/costs - values | Environmental | Leakage | £m | -0.0012294 | -0.0013087 | -0.0013883 | -0.0014729 | -0.0015679 | -0.0016691 | -0.0017711 | -0.0018854 | -0.0020071 | -0.0021299 | -0.0022672 | -0.0024133 | -0.0025686 | -0.0027419 | -0.002918 | -0.0031053 | -0.0033045 | -0.0035259 | -0.0037515 | -0.004002 | -0.0042575 | -0.0045408 | -0.0048424 | -0.0051633 | -0.0059763 | -0.0063691 | -0.0067886 | -0.0072343 | -0.0077081 | -0.0082118 | -0.0087477 | -0.0093177 | -0.0099236 | -0.010568 | -0.011253 | -0.01198 | -0.012754 | -0.013576 | -0.01445 | -0.015379 | -0.016365 | -0.017414 | -0.018527 | -0.01971 | -0.020967 | -0.022301 | -0.023719 | -0.025224 | -0.026822 | -0.028518
| Environmental |  | £m
| Environmental |  | £m
| Safety | Fatality risk | £m | -0.42421 | -0.44571 | -0.46833 | -0.49213 | -0.51719 | -0.54356 | -0.55379 | -0.55707 | -0.56052 | -0.56416 | -0.56799 | -0.57201 | -0.57599 | -0.57878 | -0.58171 | -0.5848 | -0.58789 | -0.59029 | -0.59281 | -0.59546 | -0.59825 | -0.60119 | -0.60429 | -0.60754 | -5.4978 | -5.5018 | -5.5059 | -5.5103 | -5.5148 | -5.5197 | -5.5248 | -5.5301 | -5.5357 | -5.5417 | -5.5479 | -5.5545 | -5.5614 | -5.5687 | -5.5763 | -5.5844 | -5.5929 | -5.6018 | -5.6112 | -5.6211 | -5.6315 | -5.6425 | -5.654 | -5.6661 | -5.6789 | -5.6917
| Safety | Non-Fatality risk | £m | -0.0063406 | -0.0066618 | -0.0069999 | -0.0073557 | -0.0077303 | -0.0081244 | -0.0082773 | -0.0083263 | -0.008378 | -0.0084323 | -0.0084895 | -0.0085497 | -0.0086091 | -0.0086508 | -0.0086947 | -0.0087409 | -0.0087871 | -0.0088229 | -0.0088605 | -0.0089002 | -0.0089419 | -0.0089858 | -0.009032 | -0.0090807 | -0.082174 | -0.082233 | -0.082295 | -0.08236 | -0.082428 | -0.082501 | -0.082577 | -0.082657 | -0.082741 | -0.082829 | -0.082923 | -0.083021 | -0.083124 | -0.083233 | -0.083347 | -0.083468 | -0.083595 | -0.083728 | -0.083869 | -0.084017 | -0.084172 | -0.084336 | -0.084508 | -0.08469 | -0.084881 | -0.085072
| Safety |  | £m
| Safety |  | £m
| Financial | NGN VF Financial Risk | £m | -1.7026 | -1.7893 | -1.8806 | -1.9767 | -2.0778 | -2.1841 | -2.2971 | -2.4159 | -2.5409 | -2.6724 | -2.8109 | -2.9567 | -3.1101 | -3.2714 | -3.4412 | -3.62 | -3.8081 | -4.0061 | -4.2145 | -4.4338 | -4.6645 | -4.9074 | -5.1631 | -5.4321 | -56.1071 | -59.0509 | -62.1492 | -65.4101 | -68.8423 | -72.4547 | -76.2568 | -80.2584 | -84.4702 | -88.9031 | -93.5687 | -98.4792 | -103.6476 | -109.0873 | -114.8126 | -120.8386 | -127.1808 | -133.8561 | -140.8818 | -148.2765 | -156.0593 | -164.2508 | -172.8723 | -181.9465 | -191.4641 | -201.4795
| Financial | NGN VF Customer Risk | £m | -2.8916 | -3.0416 | -3.1995 | -3.3656 | -3.5405 | -3.7245 | -3.8653 | -3.9906 | -4.1226 | -4.2614 | -4.4076 | -4.5614 | -4.722 | -4.8838 | -5.0541 | -5.2334 | -5.422 | -5.62 | -5.8284 | -6.0477 | -6.2785 | -6.5215 | -6.7771 | -7.0463 | -72.5964 | -75.5409 | -78.64 | -81.9019 | -85.335 | -88.9483 | -92.7513 | -96.754 | -100.9669 | -105.4009 | -110.0678 | -114.9796 | -120.1494 | -125.5906 | -131.3174 | -137.3449 | -143.6889 | -150.366 | -157.3936 | -164.7902 | -172.5751 | -180.7688 | -189.3926 | -198.4693 | -207.9894 | -217.9663
| Financial | NGN VF Compliance Risk | £m | -1.2851 | -1.3451 | -1.4083 | -1.4748 | -1.5447 | -1.6184 | -1.6476 | -1.6578 | -1.6685 | -1.6798 | -1.6917 | -1.7042 | -1.7166 | -1.7259 | -1.7356 | -1.7459 | -1.7562 | -1.7647 | -1.7737 | -1.7831 | -1.7931 | -1.8035 | -1.8146 | -1.8261 | -15.2926 | -15.3063 | -15.3208 | -15.336 | -15.352 | -15.3689 | -15.3867 | -15.4054 | -15.4251 | -15.4458 | -15.4676 | -15.4905 | -15.5147 | -15.5401 | -15.5669 | -15.595 | -15.6247 | -15.6559 | -15.6887 | -15.7233 | -15.7597 | -15.798 | -15.8383 | -15.8808 | -15.9255 | -15.9703
| Other |  | £m
| Other |  | £m
Inputs
| Category | Description |  | 2027 | 2028 | 2029 | 2030 | 2031 | 2032 | 2033 | 2034 | 2035 | 2036 | 2037 | 2038 | 2039 | 2040 | 2041 | 2042 | 2043 | 2044 | 2045 | 2046 | 2047 | 2048 | 2049 | 2050 | 2051 | 2052 | 2053 | 2054 | 2055 | 2056 | 2057 | 2058 | 2059 | 2060 | 2061 | 2062 | 2063 | 2064 | 2065 | 2066 | 2067 | 2068 | 2069 | 2070 | 2071 | 2072 | 2073 | 2074 | 2075 | 2076
Non-financial benefits/costs - inputs | Environmental | Leakage | GWh | 0.0030189 | 0.0031575 | 0.0033033 | 0.0034568 | 0.0036184 | 0.0037885 | 0.0039677 | 0.0041564 | 0.0043551 | 0.0045641 | 0.0047841 | 0.0050157 | 0.0052594 | 0.0055159 | 0.0057859 | 0.0060701 | 0.0063691 | 0.0066839 | 0.0070152 | 0.0073639 | 0.0077309 | 0.0081172 | 0.0085238 | 0.0089517 | 0.010213 | 0.01073 | 0.011273 | 0.011846 | 0.012448 | 0.013082 | 0.013749 | 0.014451 | 0.01519 | 0.015968 | 0.016787 | 0.017649 | 0.018556 | 0.01951 | 0.020515 | 0.021573 | 0.022685 | 0.023857 | 0.02509 | 0.026387 | 0.027753 | 0.029191 | 0.030704 | 0.032296 | 0.033972 | 0.035735
Environmental
Environmental
| Safety | Fatality risk | Fatalities/yr | 0.018937 | 0.019896 | 0.020906 | 0.021969 | 0.023087 | 0.024265 | 0.024721 | 0.024867 | 0.025022 | 0.025184 | 0.025355 | 0.025535 | 0.025712 | 0.025837 | 0.025968 | 0.026106 | 0.026244 | 0.02635 | 0.026463 | 0.026581 | 0.026706 | 0.026837 | 0.026975 | 0.027121 | 0.24542 | 0.2456 | 0.24578 | 0.24598 | 0.24618 | 0.2464 | 0.24662 | 0.24686 | 0.24711 | 0.24738 | 0.24766 | 0.24795 | 0.24826 | 0.24858 | 0.24893 | 0.24929 | 0.24966 | 0.25006 | 0.25048 | 0.25092 | 0.25139 | 0.25188 | 0.25239 | 0.25294 | 0.25351 | 0.25408
| Safety | Non-Fatality risk | Non-fatal injuries/yr | 0.042082 | 0.044214 | 0.046458 | 0.048819 | 0.051305 | 0.053921 | 0.054936 | 0.055261 | 0.055604 | 0.055964 | 0.056344 | 0.056744 | 0.057138 | 0.057415 | 0.057706 | 0.058012 | 0.058319 | 0.058557 | 0.058807 | 0.05907 | 0.059347 | 0.059638 | 0.059945 | 0.060268 | 0.54538 | 0.54577 | 0.54618 | 0.54662 | 0.54707 | 0.54755 | 0.54805 | 0.54859 | 0.54914 | 0.54973 | 0.55035 | 0.551 | 0.55169 | 0.55241 | 0.55317 | 0.55397 | 0.55481 | 0.5557 | 0.55663 | 0.55761 | 0.55864 | 0.55973 | 0.56087 | 0.56208 | 0.56335 | 0.56462
Safety
Safety
Other
Other
Other
Other
Other
Alternative carbon calculations |  |  |  | 2027 | 2028 | 2029 | 2030 | 2031 | 2032 | 2033 | 2034 | 2035 | 2036 | 2037 | 2038 | 2039 | 2040 | 2041 | 2042 | 2043 | 2044 | 2045 | 2046 | 2047 | 2048 | 2049 | 2050 | 2051 | 2052 | 2053 | 2054 | 2055 | 2056 | 2057 | 2058 | 2059 | 2060 | 2061 | 2062 | 2063 | 2064 | 2065 | 2066 | 2067 | 2068 | 2069 | 2070 | 2071 | 2072 | 2073 | 2074 | 2075 | 2076
Environmental costs - low CO2 cost | Environmental | Leakage | £m | -0.00061567 | -0.00065374 | -0.00069435 | -0.00073768 | -0.00078392 | -0.00083326 | -0.00088599 | -0.00094226 | -0.0010023 | -0.0010664 | -0.0011349 | -0.0012079 | -0.0012859 | -0.0013691 | -0.0014577 | -0.0015522 | -0.0016531 | -0.0017609 | -0.0018759 | -0.0019987 | -0.0021297 | -0.0022697 | -0.0024191 | -0.0025787 | -0.0029842 | -0.0031799 | -0.0033882 | -0.0036098 | -0.0038453 | -0.0040958 | -0.0043621 | -0.0046453 | -0.0049464 | -0.0052664 | -0.0056065 | -0.0059681 | -0.0063523 | -0.0067606 | -0.0071945 | -0.0076555 | -0.0081452 | -0.0086655 | -0.0092181 | -0.0098052 | -0.010429 | -0.011091 | -0.011794 | -0.01254 | -0.013333 | -0.014174
| Environmental |  | £m
| Environmental |  | £m
Environmental costs - high CO2 cost | Environmental | Leakage | £m | -0.001847 | -0.0019612 | -0.0020831 | -0.0022131 | -0.0023518 | -0.0024998 | -0.002658 | -0.0028268 | -0.003007 | -0.0031993 | -0.0034046 | -0.0036237 | -0.0038577 | -0.0041074 | -0.0043731 | -0.0046567 | -0.0049594 | -0.0052826 | -0.0056276 | -0.005996 | -0.0063892 | -0.0068091 | -0.0072574 | -0.007736 | -0.0089527 | -0.0095397 | -0.010165 | -0.010829 | -0.011536 | -0.012287 | -0.013086 | -0.013936 | -0.014839 | -0.015799 | -0.01682 | -0.017904 | -0.019057 | -0.020282 | -0.021583 | -0.022966 | -0.024436 | -0.025996 | -0.027654 | -0.029415 | -0.031286 | -0.033272 | -0.035382 | -0.037621 | -0.039999 | -0.042523
| Environmental |  | £m
| Environmental |  | £m
Net Present Values
Discount factors and summary
|  |  |  | 2027 | 2028 | 2029 | 2030 | 2031 | 2032 | 2033 | 2034 | 2035 | 2036 | 2037 | 2038 | 2039 | 2040 | 2041 | 2042 | 2043 | 2044 | 2045 | 2046 | 2047 | 2048 | 2049 | 2050 | 2051 | 2052 | 2053 | 2054 | 2055 | 2056 | 2057 | 2058 | 2059 | 2060 | 2061 | 2062 | 2063 | 2064 | 2065 | 2066 | 2067 | 2068 | 2069 | 2070 | 2071 | 2072 | 2073 | 2074 | 2075 | 2076
Discount factors | Discount factor (Non-Safety) | =1/[(1+SRTP)^n] | % | 100% | 96.62% | 93.35% | 90.19% | 87.14% | 84.2% | 81.35% | 78.6% | 75.94% | 73.37% | 70.89% | 68.49% | 66.18% | 63.94% | 61.78% | 59.69% | 57.67% | 55.72% | 53.84% | 52.02% | 50.26% | 48.56% | 46.92% | 45.33% | 43.8% | 42.31% | 40.88% | 39.5% | 38.17% | 36.87% | 35.63% | 34.59% | 33.58% | 32.6% | 31.65% | 30.73% | 29.84% | 28.97% | 28.12% | 27.31% | 26.51% | 25.74% | 24.99% | 24.26% | 23.55% | 22.87% | 22.2% | 21.56% | 20.93% | 20.32%
| Discount factor (Safety) | =1/[(1+HDR)^n] | % | 100% | 98.52% | 97.07% | 95.63% | 94.22% | 92.83% | 91.45% | 90.1% | 88.77% | 87.46% | 86.17% | 84.89% | 83.64% | 82.4% | 81.18% | 79.99% | 78.8% | 77.64% | 76.49% | 75.36% | 74.25% | 73.15% | 72.07% | 71% | 69.95% | 68.92% | 67.9% | 66.9% | 65.91% | 64.94% | 63.98% | 63.16% | 62.36% | 61.57% | 60.79% | 60.02% | 59.25% | 58.5% | 57.76% | 57.03% | 56.3% | 55.59% | 54.88% | 54.18% | 53.5% | 52.82% | 52.15% | 51.48% | 50.83% | 50.19%
Summary of discounted costs/benefits | Capex |  | £m | 0 | 0 | 0 | 0 | 0 | 0 | 0 | 0 | 0 | 0 | 0 | 0 | 0 | 0 | 0 | 0 | 0 | 0 | 0 | 0 | 0 | 0 | 0 | 0 | 0 | 0 | 0 | 0 | 0 | 0 | 0 | 0 | 0 | 0 | 0 | 0 | 0 | 0 | 0 | 0 | 0 | 0 | 0 | 0 | 0 | 0 | 0 | 0 | 0 | 0
| Opex |  | £m | 0 | 0 | 0 | 0 | 0 | 0 | 0 | 0 | 0 | 0 | 0 | 0 | 0 | 0 | 0 | 0 | 0 | 0 | 0 | 0 | 0 | 0 | 0 | 0 | 0 | 0 | 0 | 0 | 0 | 0 | 0 | 0 | 0 | 0 | 0 | 0 | 0 | 0 | 0 | 0 | 0 | 0 | 0 | 0 | 0 | 0 | 0 | 0 | 0 | 0
| Pass through costs |  | £m | -0.00020618 | -0.00020836 | -0.00021061 | -0.00021294 | -0.00021536 | -0.00021786 | -0.00022045 | -0.00022313 | -0.00022588 | -0.00022872 | -0.00023164 | -0.00023464 | -0.00023772 | -0.00024088 | -0.00024413 | -0.00024746 | -0.00025087 | -0.00025436 | -0.00025794 | -0.00026161 | -0.00026536 | -0.0002692 | -0.00027312 | -0.00027713 | -0.00030549 | -0.00031009 | -0.00031478 | -0.00031958 | -0.00032447 | -0.00032946 | -0.00033456 | -0.0003414 | -0.00034841 | -0.00035559 | -0.00036293 | -0.00037045 | -0.00037814 | -0.00038601 | -0.00039407 | -0.00040231 | -0.00041075 | -0.00041938 | -0.0004282 | -0.00043723 | -0.00044647 | -0.00045592 | -0.00046558 | -0.00047546 | -0.00048557 | -0.00049589
| Environmental - central CO2 cost |  | £m | -0.0012294 | -0.0012645 | -0.001296 | -0.0013284 | -0.0013664 | -0.0014053 | -0.0014408 | -0.0014819 | -0.0015242 | -0.0015627 | -0.0016073 | -0.001653 | -0.0016999 | -0.0017532 | -0.0018027 | -0.0018535 | -0.0019057 | -0.0019647 | -0.0020197 | -0.0020817 | -0.0021397 | -0.0022049 | -0.0022718 | -0.0023404 | -0.0026173 | -0.0026951 | -0.0027754 | -0.0028577 | -0.0029418 | -0.0030281 | -0.0031166 | -0.003223 | -0.0033326 | -0.0034456 | -0.003562 | -0.003682 | -0.0038056 | -0.0039329 | -0.0040641 | -0.0041993 | -0.0043386 | -0.004482 | -0.0046297 | -0.0047819 | -0.0049386 | -0.0050999 | -0.005266 | -0.0054371 | -0.0056132 | -0.0057944
| Environmental - low CO2 cost |  | £m | -0.00061567 | -0.00063163 | -0.00064819 | -0.00066535 | -0.00068314 | -0.00070158 | -0.00072075 | -0.00074061 | -0.00076117 | -0.00078247 | -0.00080452 | -0.00082735 | -0.00085098 | -0.00087543 | -0.00090054 | -0.00092651 | -0.00095338 | -0.00098116 | -0.0010099 | -0.0010396 | -0.0010703 | -0.0011021 | -0.0011349 | -0.0011689 | -0.001307 | -0.0013456 | -0.0013852 | -0.0014259 | -0.0014676 | -0.0015103 | -0.0015541 | -0.0016068 | -0.0016611 | -0.0017171 | -0.0017747 | -0.0018342 | -0.0018954 | -0.0019585 | -0.0020234 | -0.0020904 | -0.0021593 | -0.0022303 | -0.0023035 | -0.0023788 | -0.0024564 | -0.0025362 | -0.0026185 | -0.0027031 | -0.0027903 | -0.00288
| Environmental - high CO2 cost |  | £m | -0.001847 | -0.0018949 | -0.0019446 | -0.001996 | -0.0020494 | -0.0021048 | -0.0021623 | -0.0022218 | -0.0022835 | -0.0023474 | -0.0024136 | -0.002482 | -0.0025529 | -0.0026263 | -0.0027016 | -0.0027795 | -0.0028601 | -0.0029435 | -0.0030297 | -0.0031188 | -0.003211 | -0.0033063 | -0.0034048 | -0.0035066 | -0.0039209 | -0.0040367 | -0.0041557 | -0.0042777 | -0.0044028 | -0.0045309 | -0.0046624 | -0.0048205 | -0.0049834 | -0.0051512 | -0.0053242 | -0.0055025 | -0.0056862 | -0.0058754 | -0.0060703 | -0.0062712 | -0.006478 | -0.006691 | -0.0069105 | -0.0071364 | -0.0073691 | -0.0076087 | -0.0078554 | -0.0081094 | -0.0083709 | -0.0086399
| Safety |  | £m | -0.43055 | -0.44568 | -0.46138 | -0.47767 | -0.49457 | -0.51211 | -0.51403 | -0.50944 | -0.50502 | -0.50078 | -0.49673 | -0.49286 | -0.48895 | -0.48406 | -0.47932 | -0.47475 | -0.4702 | -0.46514 | -0.46022 | -0.45545 | -0.45083 | -0.44634 | -0.44201 | -0.43782 | -3.9034 | -3.8485 | -3.7945 | -3.7414 | -3.6892 | -3.6378 | -3.5874 | -3.5452 | -3.5038 | -3.463 | -3.4229 | -3.3834 | -3.3446 | -3.3065 | -3.269 | -3.2322 | -3.196 | -3.1604 | -3.1255 | -3.0913 | -3.0577 | -3.0247 | -2.9924 | -2.9608 | -2.9298 | -2.8991
| Financial |  | £m | -5.8794 | -5.9672 | -6.0569 | -6.1485 | -6.2421 | -6.3375 | -6.3534 | -6.3385 | -6.3274 | -6.3201 | -6.3166 | -6.3168 | -6.3191 | -6.318 | -6.3205 | -6.3266 | -6.3359 | -6.347 | -6.3616 | -6.3795 | -6.4007 | -6.4253 | -6.4531 | -6.484 | -63.0641 | -63.4289 | -63.8236 | -64.248 | -64.7016 | -65.1843 | -65.6959 | -66.5576 | -67.4548 | -68.3879 | -69.3571 | -70.3628 | -71.4052 | -72.4849 | -73.6021 | -74.7573 | -75.951 | -77.1835 | -78.4554 | -79.7672 | -81.1193 | -82.5123 | -83.9468 | -85.4234 | -86.9289 | -88.4681
| Other |  | £m | 0 | 0 | 0 | 0 | 0 | 0 | 0 | 0 | 0 | 0 | 0 | 0 | 0 | 0 | 0 | 0 | 0 | 0 | 0 | 0 | 0 | 0 | 0 | 0 | 0 | 0 | 0 | 0 | 0 | 0 | 0 | 0 | 0 | 0 | 0 | 0 | 0 | 0 | 0 | 0 | 0 | 0 | 0 | 0 | 0 | 0 | 0 | 0 | 0 | 0
Annual Total | Total - central carbon cost |  | £m | -6.3114 | -6.4144 | -6.5198 | -6.6278 | -6.7382 | -6.8512 | -6.8691 | -6.8496 | -6.8342 | -6.8227 | -6.8152 | -6.8115 | -6.81 | -6.8041 | -6.8019 | -6.8035 | -6.8083 | -6.8144 | -6.8241 | -6.8373 | -6.854 | -6.8741 | -6.8976 | -6.9245 | -66.9705 | -67.2805 | -67.6212 | -67.9925 | -68.394 | -68.8255 | -69.2867 | -70.1064 | -70.9623 | -71.8547 | -72.7839 | -73.7503 | -74.7541 | -75.7957 | -76.8756 | -77.9941 | -79.1517 | -80.3489 | -81.586 | -82.8637 | -84.1824 | -85.5426 | -86.945 | -88.3901 | -89.8648 | -91.3735
| Total - low carbon cost |  | £m | -6.3108 | -6.4137 | -6.5192 | -6.6271 | -6.7375 | -6.8505 | -6.8684 | -6.8489 | -6.8334 | -6.8219 | -6.8144 | -6.8107 | -6.8092 | -6.8032 | -6.801 | -6.8025 | -6.8073 | -6.8134 | -6.8231 | -6.8363 | -6.8529 | -6.873 | -6.8965 | -6.9233 | -66.9692 | -67.2791 | -67.6198 | -67.9911 | -68.3926 | -68.824 | -69.2851 | -70.1048 | -70.9606 | -71.853 | -72.7821 | -73.7484 | -74.7521 | -75.7937 | -76.8735 | -77.992 | -79.1495 | -80.3466 | -81.5837 | -82.8613 | -84.1799 | -85.5401 | -86.9424 | -88.3874 | -89.8619 | -91.3706
| Total - high carbon cost |  | £m | -6.312 | -6.415 | -6.5205 | -6.6284 | -6.7389 | -6.8519 | -6.8698 | -6.8503 | -6.8349 | -6.8235 | -6.816 | -6.8123 | -6.8109 | -6.8049 | -6.8028 | -6.8044 | -6.8092 | -6.8154 | -6.8251 | -6.8383 | -6.855 | -6.8752 | -6.8987 | -6.9256 | -66.9718 | -67.2818 | -67.6226 | -67.9939 | -68.3955 | -68.827 | -69.2882 | -70.108 | -70.964 | -71.8564 | -72.7857 | -73.7521 | -74.7559 | -75.7976 | -76.8776 | -77.9962 | -79.1538 | -80.3511 | -81.5883 | -82.866 | -84.1848 | -85.5451 | -86.9476 | -88.3928 | -89.8675 | -91.3764
Net Present Value | NPV - central carbon cost |  | £m | -6.3114 | -12.7257 | -19.2456 | -25.8733 | -32.6115 | -39.4628 | -46.3319 | -53.1815 | -60.0156 | -66.8383 | -73.6535 | -80.465 | -87.275 | -94.0791 | -100.881 | -107.6845 | -114.4927 | -121.3071 | -128.1312 | -134.9685 | -141.8225 | -148.6966 | -155.5942 | -162.5187 | -229.4891 | -296.7696 | -364.3908 | -432.3833 | -500.7774 | -569.6029 | -638.8896 | -708.996 | -779.9583 | -851.813 | -924.5969 | -998.3472 | -1073.1012 | -1148.8969 | -1225.7725 | -1303.7666 | -1382.9183 | -1463.2672 | -1544.8532 | -1627.7168 | -1711.8992 | -1797.4418 | -1884.3869 | -1972.777 | -2062.6417 | -2154.0152
| NPV - low carbon cost |  | £m | -6.3108 | -12.7245 | -19.2437 | -25.8708 | -32.6083 | -39.4588 | -46.3272 | -53.1761 | -60.0095 | -66.8314 | -73.6457 | -80.4564 | -87.2656 | -94.0688 | -100.8698 | -107.6723 | -114.4796 | -121.293 | -128.1161 | -134.9524 | -141.8053 | -148.6783 | -155.5747 | -162.4981 | -229.4672 | -296.7463 | -364.3662 | -432.3573 | -500.7498 | -569.5738 | -638.8589 | -708.9637 | -779.9243 | -851.7773 | -924.5595 | -998.3079 | -1073.06 | -1148.8537 | -1225.7273 | -1303.7193 | -1382.8688 | -1463.2154 | -1544.7991 | -1627.6604 | -1711.8402 | -1797.3803 | -1884.3227 | -1972.7101 | -2062.572 | -2153.9426
| NPV - high carbon cost |  | £m | -6.312 | -12.727 | -19.2475 | -25.8759 | -32.6148 | -39.4667 | -46.3366 | -53.1869 | -60.0218 | -66.8453 | -73.6613 | -80.4736 | -87.2845 | -94.0894 | -100.8922 | -107.6966 | -114.5058 | -121.3212 | -128.1463 | -134.9846 | -141.8397 | -148.7149 | -155.6136 | -162.5392 | -229.511 | -296.7928 | -364.4154 | -432.4094 | -500.8049 | -569.6319 | -638.9201 | -709.0281 | -779.9921 | -851.8485 | -924.6342 | -998.3863 | -1073.1422 | -1148.9398 | -1225.8174 | -1303.8136 | -1382.9674 | -1463.3185 | -1544.9068 | -1627.7728 | -1711.9576 | -1797.5027 | -1884.4504 | -1972.8432 | -2062.7107 | -2154.087
|  |  |  | 2027 | 2028 | 2029 | 2030 | 2031 | 2032 | 2033 | 2034 | 2035 | 2036 | 2037 | 2038 | 2039 | 2040 | 2041 | 2042 | 2043 | 2044 | 2045 | 2046 | 2047 | 2048 | 2049 | 2050 | 2051 | 2052 | 2053 | 2054 | 2055 | 2056 | 2057 | 2058 | 2059 | 2060 | 2061 | 2062 | 2063 | 2064 | 2065 | 2066 | 2067 | 2068 | 2069 | 2070 | 2071 | 2072 | 2073 | 2074 | 2075 | 2076
| Monetised risk - memo line |  | £m | 2027: -4.0645; 2028: -4.2363; 2029: -4.4172; 2030: -4.6076; 2031: -4.8082
Note on B10: Ofgem: Enter as year (eg 2027)
Note on C158: Duncan Innes:GT/GD
Note on C161: Duncan Innes: All sectors
Note on C162: Duncan Innes: All sectors
Note on B209: Ofgem: This line records the total monetised risk of the modelled scenario. It acts as a cross-reference between the CBA and NARM BPDTs and should not directly link to any formulas in the CBA analysis above.

## Baseline Workings
Additional cost/benefit explanations
Please provide a short explanation of any additional cost/benefit lines that have been completed in addition to the pre-populated ones. This should include both a description of the nature of the cost/benefit, and an explanation of how the value was calculated, citing appropriate sources (eg for relevant global warming potentials). If an explanation has been provided within the EJP, then simply provide a reference to the relevant page number.
NGN VF Financial Risk, NGN VF Customer Risk, NGN VF Compliance Risk populated from our decision support tool outputs as per NGN's Value Framework and consistent with NARM.
Long term cost/benefit assumptions
Please briefly summarise the assumptions you have used to calculate long-term (ie beyond the duration of the RIIO3 price control) costs and other inputs (eg "Opex assumed to increase at 1%/year based on historic trends"). In most cases we would expect these to be the same across the baseline and different options, but where this is not the case additional tabs can be completed as necessary. If detailed descriptions are required (eg to explain assumptions around whole life costs of assets) these should be included as part of the EJP
Capex | Not modelled in beyond RIIO-GD4 as proposals cover RIIO-GD3 only.
Opex | As per NARM modelling assumptions from our Decision Support Tool - see Ofgem CBA Template Assumptions in section 8 of EJP.
Leakage | Modelled as per NARM metholdogy from our decision support tool.
Fatality risk | Modelled as per NARM metholdogy from our decision support tool.
Non-Fatality risk | Modelled as per NARM metholdogy from our decision support tool.
Cost cross-referencing
If there is any explanation required on how the cost data set out in the EJP totals to the lines in the CBA, please provide it here.
Costs in CBA reflected in sections 8 and 9 of EJP.

## Option_1
Summary | [7 empty] | Text Descriptions
[8 empty] | Option Description - this should allow us to quickly recognise the option being assessed (based on descriptions in the EJP and other documents) and distinguish it both from other investment areas and from other options. If appropriate, please provide sitemaps, photos or any other documents that will help with this identification (likely to be relevant for major projects rather than asset classes) | [6 empty] | Stakeholder Support Summary - please provide a synopsis which details the feedback from stakeholder group(s)
Option Name | Preferred Option |  |  | Date Undertaken: | 2024-12-06
Scheme Reference ID | A22.e.NGN | [6 empty] | We are well underway with our meter replacement programme which ensures standardisation of our current metering system with an industry leading solution and provides improvements in reliability and repeatability for our shippers. We have listened to industry concerns over the potential for our existing Turbine and Orifice metering assets to become obsolete and the lack of diagnostic and preventative measurements these older technologies provide mean they need to be upgraded to remove risk to shippers and our customers. Some components of the metering system such as some of the Flow computers are now obsolete so these will be addressed by upgrading the FWACV rack to newer systems. In terms of non-NARMs related investment, we have also identified a need to replace sampling points on some pipelines, which is required in order to maintain compliance with ISO10715. The odorant injection systems are a vital part of ensuring the safety of our network, as any potential gas leaks can be more easily identified by their distinctive smell. Under our preferred strategy we will upgrade 16 of the odorant injection systems which will mean that most units are upgraded, freeing up spare components for the four sites which will not be upgraded as part of these works. | [6 empty] | The different priorities between national, local and customer stakeholders highlights tensions between short- and long-term goals and the dynamics NGN must manage throughout RIIO-GD3. Customers (especially older, low income, and digitally excluded customers) value energy affordability above all other priorities. Conversely, future customers prioritise helping the region to meet climate change targets (and not leaving anyone behind). Local stakeholders generally share this long-term view; Furthermore, national groups say they will judge our performance by how resilient the business is. As customers are satisfied with the performance and availability of our services, they prefer us to maintain service levels at levels similar to today and asked for us to reduce future risk with targeted investments to enhance removal, reduction, resistance and recovery strategies. To balance stakeholders' priorities, we will maintain our position as the most efficient gas distribution operator, while investing in delivering continuous performance improvement. We will achieve this through targeted investment in low-regret innovation, enhanced stakeholder engagement, whole systems collaboration, data and digitalisation. Our rigorous engagement programme has helped us balance the clear need for greater regional support and investment, with the evident tension around the increased cost of living and ongoing affordability concerns.
Expenditure Type | Capex |  |  | Authorised By: | Dean Pearson
Preferred Option (Y/N) | Y
Spend Area (Please include relevant RRP/BPDT Table Reference) | CV5.01
First year of expenditure outflow | 2027
Payback position at year | Central CO2 Cost - PV of costs & benefits (£m) | Central CO2 Cost - NPV relative to baseline (£m) | Low CO2 cost - PV of costs & benefits (£m) | Low CO2 cost - NPV relative to baseline (£m) | High CO2 cost - PV of costs & benefits (£m) | High CO2 cost - NPV relative to baseline (£m)
2035 | -48.4735 | 11.5422 | -48.4699 | 11.5396 | -48.477 | 11.5448
2040 | -66.3162 | 27.7629 | -66.3111 | 27.7577 | -66.3213 | 27.7681
2045 | -83.4641 | 44.6671 | -83.4573 | 44.6588 | -83.4709 | 44.6753
2050 | -100.3405 | 62.1781 | -100.3318 | 62.1663 | -100.3493 | 62.19
2060 | -416.806 | 435.007 | -416.7922 | 434.9851 | -416.8198 | 435.0287
2070 | -767.8883 | 859.8285 | -767.8677 | 859.7927 | -767.9088 | 859.864
Capitalisation rate | 33.7% | [6 empty] | Engineering Justification Summary - please provide a synopsis & share the document which articulates the full detailed explanation | [6 empty] | Company View - please provide a synopsis which details your view of how beneficial this option is.
[8 empty] | A failure in our metering or odorant assets could result in significant issues across the NGN network. First and foremost odorant injection provides gas with its characteristic smell and is the primary safety mechanism for detecting gas escapes. If we were to stop injecting odorant at any point in the network the smell downstream would be affected, meaning gas escapes would go undetected, potentially resulting in the loss of life to members of the public in our network. Our metering assets are the primary input to the odorant injection system and provide the system with the required flow information in order for the odorant dosing to be correct meaning that it smells as it should to the general public. Along with providing inputs to the odorant system to ensure the correct amount of odorant is applied, the metering information is also used to record flow rates for energy transported through our network if the metering were to fail through put cannot be accurately determined resulting in measurement errors which have huge cost implications for gas shippers and ultimately impacts to customers’ bills. We have listened to industry concerns over the potential for our existing Turbine and Orifice metering assets to become obsolete and do not have adequate low flow measurement capability to fully meet the more dynamic flow measurement demands of the modern gas network. New technologies like ultrasonic meters allow sites to operate over a far greater range and flow accurately at low levels which not only provides increased uncertainty to the shippers but also means sites can be controlled over a wider range allowing entry of green gas like biomethane. The lack of diagnostic and preventative measurements these older technologies provide mean they need to be upgraded to newer USMs to remove risk to shippers and our customers of costly measurement errors. A22.e NGN RIIO-GD3 Investment Decision Pack - Offtakes & PRS - Odorant & Metering EJP. | [6 empty] | Option 1 is the preferred option as it delivers the best-balanced programme of work combating compliance, obsolescence and end of life assets whilst minimising spends for customers. As it is a continuation of a replacement rollout programme to combat the aforementioned investment drivers, it is no surprise that the risk and service level objectives are surpassed for odorant and metering. The investment payback is 6 years, and the programme of work will ensure we can meet our licence and customer commitments around reliability, safety, compliance and value for money.
Expenditure Profile - Summary
| 2027 | 2028 | 2029 | 2030 | 2031 | Post RIIO3
| (£m) | (£m) | (£m) | (£m) | (£m) | (£m)
Capitalised costs | -2.655 | -2.87 | -1.435 | -2.48 | -3.055 | 0
Non-capitalised costs | -0.00020618 | -0.00019044 | -0.00017362 | -0.00015487 | -0.0001332 | -0.014702
| Asset Class | Unit | Comments
Output | Fisal Meter Upgrade - Meter | 4 | Please see further discussion in A22.e NGN RIIO-GD3 Investment Decision Pack - Offtakes & PRS - Odorant & Metering EJP
| Fisal Meter Upgrade - FWACV - Refurbishment | 7
| Fisal Meter Upgrade - FWACV - replacement - associated with meter upgrade | 4
| Fisal Meter Upgrade - E&I | 4
| Fisal Meter Upgrade - Building Replacement | 3
| Odorant Injection System Upgrades (excl. tanks) - Replace | 16
| Calorimeter Sampling Point upgrade | 4
Financial Costs
[47 empty] | 0.096618 | 0.09662%
Inputs
|  |  |  | RIIO3 |  |  |  |  | RIIO4 |  |  |  |  | RIIO5 |  |  |  |  | RIIO6 |  |  |  |  | RIIO7 |  |  |  |  | RIIO8 |  |  |  |  | RIIO9 |  |  |  |  | RIIO10 |  |  |  |  | RIIO11 |  |  |  |  | RIIO12
|  |  |  | 1 | 2 | 3 | 4 | 5 | 6 | 7 | 8 | 9 | 10 | 11 | 12 | 13 | 14 | 15 | 16 | 17 | 18 | 19 | 20 | 21 | 22 | 23 | 24 | 25 | 26 | 27 | 28 | 29 | 30 | 31 | 32 | 33 | 34 | 35 | 36 | 37 | 38 | 39 | 40 | 41 | 42 | 43 | 44 | 45 | 46 | 47 | 48 | 49 | 50
| Asset Class | Intervention type |  | 2027 | 2028 | 2029 | 2030 | 2031 | 2032 | 2033 | 2034 | 2035 | 2036 | 2037 | 2038 | 2039 | 2040 | 2041 | 2042 | 2043 | 2044 | 2045 | 2046 | 2047 | 2048 | 2049 | 2050 | 2051 | 2052 | 2053 | 2054 | 2055 | 2056 | 2057 | 2058 | 2059 | 2060 | 2061 | 2062 | 2063 | 2064 | 2065 | 2066 | 2067 | 2068 | 2069 | 2070 | 2071 | 2072 | 2073 | 2074 | 2075 | 2076
Capex/Repex | Offtakes & PRS - Odorant & metering - Offtake Metering System | Replacement | £m | RIIO3 1 2027: -1.21; RIIO3 2 2028: -1.21; RIIO3 3 2029: -0.17; RIIO3 4 2030: -1.05; RIIO3 5 2031: -1.21
| Offtakes & PRS - Odorant & metering - Offtake Odorisation System | Replacement | £m | RIIO3 1 2027: -1.05; RIIO3 2 2028: -1.05; RIIO3 3 2029: -1.05; RIIO3 4 2030: -1.05; RIIO3 5 2031: -1.4
| Offtakes & PRS - Odorant & metering - Offtake Metering System | Refurbishment - partial | £m | RIIO3 1 2027: -0.165; RIIO3 2 2028: -0.33; RIIO3 3 2029: -0.165; RIIO3 4 2030: -0.33; RIIO3 5 2031: -0.165
| Offtakes & PRS - Odorant & metering - Offtake Metering System |  | £m | RIIO3 1 2027: -0.23; RIIO3 2 2028: -0.28; RIIO3 3 2029: -0.05; RIIO3 4 2030: -0.05; RIIO3 5 2031: -0.28
£m
£m
£m
£m
£m
£m
| Total Capex | (1) | £m | -2.655 | -2.87 | -1.435 | -2.48 | -3.055 | 0 | 0 | 0 | 0 | 0 | 0 | 0 | 0 | 0 | 0 | 0 | 0 | 0 | 0 | 0 | 0 | 0 | 0 | 0 | 0 | 0 | 0 | 0 | 0 | 0 | 0 | 0 | 0 | 0 | 0 | 0 | 0 | 0 | 0 | 0 | 0 | 0 | 0 | 0 | 0 | 0 | 0 | 0 | 0 | 0
Associated direct opex |  |  | £m
£m
£m
£m
£m
| Total Opex |  | £m | 0 | 0 | 0 | 0 | 0 | 0 | 0 | 0 | 0 | 0 | 0 | 0 | 0 | 0 | 0 | 0 | 0 | 0 | 0 | 0 | 0 | 0 | 0 | 0 | 0 | 0 | 0 | 0 | 0 | 0 | 0 | 0 | 0 | 0 | 0 | 0 | 0 | 0 | 0 | 0 | 0 | 0 | 0 | 0 | 0 | 0 | 0 | 0 | 0 | 0
Pass through costs | Leakage |  | £m | -0.00020618 | -0.00019044 | -0.00017362 | -0.00015487 | -0.0001332 | -0.00010051 | -0.00010411 | -0.00010797 | -0.00011209 | -0.00011649 | -0.00012118 | -0.00012621 | -0.00013149 | -0.00013706 | -0.00014292 | -0.00014908 | -0.00015557 | -0.0001624 | -0.00016958 | -0.00017715 | -0.00018511 | -0.00019349 | -0.00020231 | -0.00021159 | -0.00023744 | -0.00024857 | -0.00026028 | -0.0002726 | -0.00028558 | -0.00029923 | -0.0003136 | -0.00032873 | -0.00034465 | -0.0003614 | -0.00037904 | -0.0003976 | -0.00041713 | -0.0004377 | -0.00045934 | -0.00048211 | -0.00050608 | -0.00053132 | -0.00055787 | -0.00058582 | -0.00061524 | -0.0006462 | -0.00067879 | -0.00071309 | -0.00074918 | -0.00078711
£m
| Total Pass Through Costs |  | £m | -0.00020618 | -0.00019044 | -0.00017362 | -0.00015487 | -0.0001332 | -0.00010051 | -0.00010411 | -0.00010797 | -0.00011209 | -0.00011649 | -0.00012118 | -0.00012621 | -0.00013149 | -0.00013706 | -0.00014292 | -0.00014908 | -0.00015557 | -0.0001624 | -0.00016958 | -0.00017715 | -0.00018511 | -0.00019349 | -0.00020231 | -0.00021159 | -0.00023744 | -0.00024857 | -0.00026028 | -0.0002726 | -0.00028558 | -0.00029923 | -0.0003136 | -0.00032873 | -0.00034465 | -0.0003614 | -0.00037904 | -0.0003976 | -0.00041713 | -0.0004377 | -0.00045934 | -0.00048211 | -0.00050608 | -0.00053132 | -0.00055787 | -0.00058582 | -0.00061524 | -0.0006462 | -0.00067879 | -0.00071309 | -0.00074918 | -0.00078711
Annual cost calculations |  |  |  | 2027 | 2028 | 2029 | 2030 | 2031 | 2032 | 2033 | 2034 | 2035 | 2036 | 2037 | 2038 | 2039 | 2040 | 2041 | 2042 | 2043 | 2044 | 2045 | 2046 | 2047 | 2048 | 2049 | 2050 | 2051 | 2052 | 2053 | 2054 | 2055 | 2056 | 2057 | 2058 | 2059 | 2060 | 2061 | 2062 | 2063 | 2064 | 2065 | 2066 | 2067 | 2068 | 2069 | 2070 | 2071 | 2072 | 2073 | 2074 | 2075 | 2076
| Capitalisation rates | (2) | % | 33.7% | 33.7% | 33.7% | 33.7% | 33.7% | 33.7% | 33.7% | 33.7% | 33.7% | 33.7% | 33.7% | 33.7% | 33.7% | 33.7% | 33.7% | 33.7% | 33.7% | 33.7% | 33.7% | 33.7% | 33.7% | 33.7% | 33.7% | 0% | 0% | 0% | 0% | 0% | 0% | 0% | 0% | 0% | 0% | 0% | 0% | 0% | 0% | 0% | 0% | 0% | 0% | 0% | 0% | 0% | 0% | 0% | 0% | 0% | 0% | 0%
| Capitalised investment | (3)=(1)x(2) | £m | -0.89473 | -0.96719 | -0.4836 | -0.83576 | -1.0295 | 0 | 0 | 0 | 0 | 0 | 0 | 0 | 0 | 0 | 0 | 0 | 0 | 0 | 0 | 0 | 0 | 0 | 0 | 0 | 0 | 0 | 0 | 0 | 0 | 0 | 0 | 0 | 0 | 0 | 0 | 0 | 0 | 0 | 0 | 0 | 0 | 0 | 0 | 0 | 0 | 0 | 0 | 0 | 0 | 0
| Investment to be expensed | (4)=(1)-(3) | £m | -1.7603 | -1.9028 | -0.95141 | -1.6442 | -2.0255 | 0 | 0 | 0 | 0 | 0 | 0 | 0 | 0 | 0 | 0 | 0 | 0 | 0 | 0 | 0 | 0 | 0 | 0 | 0 | 0 | 0 | 0 | 0 | 0 | 0 | 0 | 0 | 0 | 0 | 0 | 0 | 0 | 0 | 0 | 0 | 0 | 0 | 0 | 0 | 0 | 0 | 0 | 0 | 0 | 0
| 2027 Depreciation | (5)2027=(3)2027*Dep_ratet | £m |  | -0.074561 | -0.071319 | -0.068078 | -0.064836 | -0.061594 | -0.058352 | -0.05511 | -0.051869 | -0.048627 | -0.045385 | -0.042143 | -0.038902 | -0.03566 | -0.032418 | -0.029176 | -0.025934 | -0.022693 | -0.019451 | -0.016209 | -0.012967 | -0.0097254 | -0.0064836 | -0.0032418 | 0 | 0 | 0 | 0 | 0 | 0 | 0 | 0 | 0 | 0 | 0 | 0 | 0 | 0 | 0 | 0 | 0 | 0 | 0 | 0 | 0 | 0 | 0 | 0 | 0 | 0
| 2028 Depreciation | (5)2028=(3)2028*Dep_ratet | £m |  |  | -0.084103 | -0.080281 | -0.076458 | -0.072635 | -0.068812 | -0.064989 | -0.061166 | -0.057343 | -0.05352 | -0.049698 | -0.045875 | -0.042052 | -0.038229 | -0.034406 | -0.030583 | -0.02676 | -0.022937 | -0.019114 | -0.015292 | -0.011469 | -0.0076458 | -0.0038229 | 0 | 0 | 0 | 0 | 0 | 0 | 0 | 0 | 0 | 0 | 0 | 0 | 0 | 0 | 0 | 0 | 0 | 0 | 0 | 0 | 0 | 0 | 0 | 0 | 0 | 0
| 2029 Depreciation | (5)2029=(3)2029*Dep_ratet | £m |  |  |  | -0.043963 | -0.04187 | -0.039776 | -0.037683 | -0.035589 | -0.033496 | -0.031402 | -0.029309 | -0.027215 | -0.025122 | -0.023028 | -0.020935 | -0.018841 | -0.016748 | -0.014654 | -0.012561 | -0.010467 | -0.0083739 | -0.0062805 | -0.004187 | -0.0020935 | 0 | 0 | 0 | 0 | 0 | 0 | 0 | 0 | 0 | 0 | 0 | 0 | 0 | 0 | 0 | 0 | 0 | 0 | 0 | 0 | 0 | 0 | 0 | 0 | 0 | 0
| 2030 Depreciation | (5)2030=(3)2030*Dep_ratet | £m |  |  |  |  | -0.079596 | -0.075616 | -0.071637 | -0.067657 | -0.063677 | -0.059697 | -0.055717 | -0.051738 | -0.047758 | -0.043778 | -0.039798 | -0.035818 | -0.031838 | -0.027859 | -0.023879 | -0.019899 | -0.015919 | -0.011939 | -0.0079596 | -0.0039798 | 0 | 0 | 0 | 0 | 0 | 0 | 0 | 0 | 0 | 0 | 0 | 0 | 0 | 0 | 0 | 0 | 0 | 0 | 0 | 0 | 0 | 0 | 0 | 0 | 0 | 0
| 2031 Depreciation | (5)2031=(3)2031*Dep_ratet | £m | [5 empty] | -0.10295 | -0.097535 | -0.092116 | -0.086698 | -0.081279 | -0.07586 | -0.070442 | -0.065023 | -0.059605 | -0.054186 | -0.048767 | -0.043349 | -0.03793 | -0.032512 | -0.027093 | -0.021674 | -0.016256 | -0.010837 | -0.0054186 | 0 | 0 | 0 | 0 | 0 | 0 | 0 | 0 | 0 | 0 | 0 | 0 | 0 | 0 | 0 | 0 | 0 | 0 | 0 | 0 | 0 | 0 | 0 | 0 | 0 | 0
| 2032 Depreciation | (5)2032=(3)2032*Dep_ratet | £m | [6 empty] | 0 | 0 | 0 | 0 | 0 | 0 | 0 | 0 | 0 | 0 | 0 | 0 | 0 | 0 | 0 | 0 | 0 | 0 | 0 | 0 | 0 | 0 | 0 | 0 | 0 | 0 | 0 | 0 | 0 | 0 | 0 | 0 | 0 | 0 | 0 | 0 | 0 | 0 | 0 | 0 | 0 | 0 | 0 | 0
| 2033 Depreciation | (5)2033=(3)2033*Dep_ratet | £m | [7 empty] | 0 | 0 | 0 | 0 | 0 | 0 | 0 | 0 | 0 | 0 | 0 | 0 | 0 | 0 | 0 | 0 | 0 | 0 | 0 | 0 | 0 | 0 | 0 | 0 | 0 | 0 | 0 | 0 | 0 | 0 | 0 | 0 | 0 | 0 | 0 | 0 | 0 | 0 | 0 | 0 | 0 | 0 | 0
| 2034 Depreciation | (5)2034=(3)2034*Dep_ratet | £m | [8 empty] | 0 | 0 | 0 | 0 | 0 | 0 | 0 | 0 | 0 | 0 | 0 | 0 | 0 | 0 | 0 | 0 | 0 | 0 | 0 | 0 | 0 | 0 | 0 | 0 | 0 | 0 | 0 | 0 | 0 | 0 | 0 | 0 | 0 | 0 | 0 | 0 | 0 | 0 | 0 | 0 | 0 | 0
| 2035 Depreciation | (5)2035=(3)2035*Dep_ratet | £m | [9 empty] | 0 | 0 | 0 | 0 | 0 | 0 | 0 | 0 | 0 | 0 | 0 | 0 | 0 | 0 | 0 | 0 | 0 | 0 | 0 | 0 | 0 | 0 | 0 | 0 | 0 | 0 | 0 | 0 | 0 | 0 | 0 | 0 | 0 | 0 | 0 | 0 | 0 | 0 | 0 | 0 | 0
| 2036 Depreciation | (5)2036=(3)2036*Dep_ratet | £m | [10 empty] | 0 | 0 | 0 | 0 | 0 | 0 | 0 | 0 | 0 | 0 | 0 | 0 | 0 | 0 | 0 | 0 | 0 | 0 | 0 | 0 | 0 | 0 | 0 | 0 | 0 | 0 | 0 | 0 | 0 | 0 | 0 | 0 | 0 | 0 | 0 | 0 | 0 | 0 | 0 | 0
| 2037 Depreciation | (5)2037=(3)2037*Dep_ratet | £m | [11 empty] | 0 | 0 | 0 | 0 | 0 | 0 | 0 | 0 | 0 | 0 | 0 | 0 | 0 | 0 | 0 | 0 | 0 | 0 | 0 | 0 | 0 | 0 | 0 | 0 | 0 | 0 | 0 | 0 | 0 | 0 | 0 | 0 | 0 | 0 | 0 | 0 | 0 | 0 | 0
| 2038 Depreciation | (5)2038=(3)2038*Dep_ratet | £m | [12 empty] | 0 | 0 | 0 | 0 | 0 | 0 | 0 | 0 | 0 | 0 | 0 | 0 | 0 | 0 | 0 | 0 | 0 | 0 | 0 | 0 | 0 | 0 | 0 | 0 | 0 | 0 | 0 | 0 | 0 | 0 | 0 | 0 | 0 | 0 | 0 | 0 | 0 | 0
| 2039 Depreciation | (5)2039=(3)2039*Dep_ratet | £m | [13 empty] | 0 | 0 | 0 | 0 | 0 | 0 | 0 | 0 | 0 | 0 | 0 | 0 | 0 | 0 | 0 | 0 | 0 | 0 | 0 | 0 | 0 | 0 | 0 | 0 | 0 | 0 | 0 | 0 | 0 | 0 | 0 | 0 | 0 | 0 | 0 | 0 | 0
| 2040 Depreciation | (5)2040=(3)2040*Dep_ratet | £m | [14 empty] | 0 | 0 | 0 | 0 | 0 | 0 | 0 | 0 | 0 | 0 | 0 | 0 | 0 | 0 | 0 | 0 | 0 | 0 | 0 | 0 | 0 | 0 | 0 | 0 | 0 | 0 | 0 | 0 | 0 | 0 | 0 | 0 | 0 | 0 | 0 | 0
| 2041 Depreciation | (5)2041=(3)2041*Dep_ratet | £m | [15 empty] | 0 | 0 | 0 | 0 | 0 | 0 | 0 | 0 | 0 | 0 | 0 | 0 | 0 | 0 | 0 | 0 | 0 | 0 | 0 | 0 | 0 | 0 | 0 | 0 | 0 | 0 | 0 | 0 | 0 | 0 | 0 | 0 | 0 | 0 | 0
| 2042 Depreciation | (5)2042=(3)2042*Dep_ratet | £m | [16 empty] | 0 | 0 | 0 | 0 | 0 | 0 | 0 | 0 | 0 | 0 | 0 | 0 | 0 | 0 | 0 | 0 | 0 | 0 | 0 | 0 | 0 | 0 | 0 | 0 | 0 | 0 | 0 | 0 | 0 | 0 | 0 | 0 | 0 | 0
| 2043 Depreciation | (5)2043=(3)2043*Dep_ratet | £m | [17 empty] | 0 | 0 | 0 | 0 | 0 | 0 | 0 | 0 | 0 | 0 | 0 | 0 | 0 | 0 | 0 | 0 | 0 | 0 | 0 | 0 | 0 | 0 | 0 | 0 | 0 | 0 | 0 | 0 | 0 | 0 | 0 | 0 | 0
| 2044 Depreciation | (5)2044=(3)2044*Dep_ratet | £m | [18 empty] | 0 | 0 | 0 | 0 | 0 | 0 | 0 | 0 | 0 | 0 | 0 | 0 | 0 | 0 | 0 | 0 | 0 | 0 | 0 | 0 | 0 | 0 | 0 | 0 | 0 | 0 | 0 | 0 | 0 | 0 | 0 | 0
| 2045 Depreciation | (5)2045=(3)2045*Dep_ratet | £m | [19 empty] | 0 | 0 | 0 | 0 | 0 | 0 | 0 | 0 | 0 | 0 | 0 | 0 | 0 | 0 | 0 | 0 | 0 | 0 | 0 | 0 | 0 | 0 | 0 | 0 | 0 | 0 | 0 | 0 | 0 | 0 | 0
| 2046 Depreciation | (5)2046=(3)2046*Dep_ratet | £m | [20 empty] | 0 | 0 | 0 | 0 | 0 | 0 | 0 | 0 | 0 | 0 | 0 | 0 | 0 | 0 | 0 | 0 | 0 | 0 | 0 | 0 | 0 | 0 | 0 | 0 | 0 | 0 | 0 | 0 | 0 | 0
| 2047 Depreciation | (5)2047=(3)2047*Dep_ratet | £m | 2048: 0; 2049: 0; 2050: 0; 2051: 0; 2052: 0; 2053: 0; 2054: 0; 2055: 0; 2056: 0; 2057: 0; 2058: 0; 2059: 0; 2060: 0; 2061: 0; 2062: 0; 2063: 0; 2064: 0; 2065: 0; 2066: 0; 2067: 0; 2068: 0; 2069: 0; 2070: 0; 2071: 0; 2072: 0; 2073: 0; 2074: 0; 2075: 0; 2076: 0
| 2048 Depreciation | (5)2048=(3)2048*Dep_ratet | £m | 2049: 0; 2050: 0; 2051: 0; 2052: 0; 2053: 0; 2054: 0; 2055: 0; 2056: 0; 2057: 0; 2058: 0; 2059: 0; 2060: 0; 2061: 0; 2062: 0; 2063: 0; 2064: 0; 2065: 0; 2066: 0; 2067: 0; 2068: 0; 2069: 0; 2070: 0; 2071: 0; 2072: 0; 2073: 0; 2074: 0; 2075: 0; 2076: 0
| 2049 Depreciation | (5)2049=(3)2049*Dep_ratet | £m | 2050: 0; 2051: 0; 2052: 0; 2053: 0; 2054: 0; 2055: 0; 2056: 0; 2057: 0; 2058: 0; 2059: 0; 2060: 0; 2061: 0; 2062: 0; 2063: 0; 2064: 0; 2065: 0; 2066: 0; 2067: 0; 2068: 0; 2069: 0; 2070: 0; 2071: 0; 2072: 0; 2073: 0; 2074: 0; 2075: 0; 2076: 0
| 2050 Depreciation | (5)2050=(3)2050*Dep_ratet | £m
| 2051 Depreciation | (5)2051=(3)2051*Dep_ratet | £m
| 2052 Depreciation | (5)2052=(3)2052*Dep_ratet | £m
| 2053 Depreciation | (5)2053=(3)2053*Dep_ratet | £m
| 2054 Depreciation | (5)2054=(3)2054*Dep_ratet | £m
| 2055 Depreciation | (5)2055=(3)2055*Dep_ratet | £m
| 2056 Depreciation | (5)2056=(3)2056*Dep_ratet | £m
| 2057 Depreciation | (5)2057=(3)2057*Dep_ratet | £m
| 2058 Depreciation | (5)2058=(3)2058*Dep_ratet | £m
| 2059 Depreciation | (5)2059=(3)2059*Dep_ratet | £m
| 2060 Depreciation | (5)2060=(3)2060*Dep_ratet | £m
| 2061 Depreciation | (5)2061=(3)2061*Dep_ratet | £m
| 2062 Depreciation | (5)2062=(3)2062*Dep_ratet | £m
| 2063 Depreciation | (5)2063=(3)2063*Dep_ratet | £m
| 2064 Depreciation | (5)2064=(3)2064*Dep_ratet | £m
| 2065 Depreciation | (5)2065=(3)2065*Dep_ratet | £m
| 2066 Depreciation | (5)2066=(3)2066*Dep_ratet | £m
| 2067 Depreciation | (5)2067=(3)2067*Dep_ratet | £m
| 2068 Depreciation | (5)2068=(3)2068*Dep_ratet | £m
| 2069 Depreciation | (5)2069=(3)2069*Dep_ratet | £m
| 2070 Depreciation | (5)2070=(3)2070*Dep_ratet | £m
| Depreciation | (5)=∑(5)t | £m | 0 | -0.074561 | -0.15542 | -0.19232 | -0.26276 | -0.35257 | -0.33402 | -0.31546 | -0.29691 | -0.27835 | -0.25979 | -0.24124 | -0.22268 | -0.20412 | -0.18557 | -0.16701 | -0.14845 | -0.1299 | -0.11134 | -0.092783 | -0.074226 | -0.05567 | -0.037113 | -0.018557 | 0 | 0 | 0 | 0 | 0 | 0 | 0 | 0 | 0 | 0 | 0 | 0 | 0 | 0 | 0 | 0 | 0 | 0 | 0 | 0 | 0 | 0 | 0 | 0 | 0 | 0
| Opening RAV balance | (6op)t=(6cl)t-1 | £m | 0 | -0.89473 | -1.7874 | -2.1155 | -2.759 | -3.5257 | -3.1732 | -2.8392 | -2.5237 | -2.2268 | -1.9484 | -1.6886 | -1.4474 | -1.2247 | -1.0206 | -0.83505 | -0.66804 | -0.51958 | -0.38969 | -0.27835 | -0.18557 | -0.11134 | -0.05567 | -0.018557 | 5.8981e-17 | 5.8981e-17 | 5.8981e-17 | 5.8981e-17 | 5.8981e-17 | 5.8981e-17 | 5.8981e-17 | 5.8981e-17 | 5.8981e-17 | 5.8981e-17 | 5.8981e-17 | 5.8981e-17 | 5.8981e-17 | 5.8981e-17 | 5.8981e-17 | 5.8981e-17 | 5.8981e-17 | 5.8981e-17 | 5.8981e-17 | 5.8981e-17 | 5.8981e-17 | 5.8981e-17 | 5.8981e-17 | 5.8981e-17 | 5.8981e-17 | 5.8981e-17
| Discounted RAV balance | (6D)=(6cl)*(1/1+WACC)) | £m | -0.86098 | -1.7199 | -2.0357 | -2.6549 | -3.3928 | -3.0535 | -2.7321 | -2.4285 | -2.1428 | -1.8749 | -1.625 | -1.3928 | -1.1785 | -0.98211 | -0.80355 | -0.64284 | -0.49998 | -0.37499 | -0.26785 | -0.17857 | -0.10714 | -0.05357 | -0.017857 | 5.6756e-17 | 5.6756e-17 | 5.6756e-17 | 5.6756e-17 | 5.6756e-17 | 5.6756e-17 | 5.6756e-17 | 5.6756e-17 | 5.6756e-17 | 5.6756e-17 | 5.6756e-17 | 5.6756e-17 | 5.6756e-17 | 5.6756e-17 | 5.6756e-17 | 5.6756e-17 | 5.6756e-17 | 5.6756e-17 | 5.6756e-17 | 5.6756e-17 | 5.6756e-17 | 5.6756e-17 | 5.6756e-17 | 5.6756e-17 | 5.6756e-17 | 5.6756e-17 | 5.6756e-17
| Closing RAV balance | (6cl)=(3)-(5)+(6op) | £m | -0.89473 | -1.7874 | -2.1155 | -2.759 | -3.5257 | -3.1732 | -2.8392 | -2.5237 | -2.2268 | -1.9484 | -1.6886 | -1.4474 | -1.2247 | -1.0206 | -0.83505 | -0.66804 | -0.51958 | -0.38969 | -0.27835 | -0.18557 | -0.11134 | -0.05567 | -0.018557 | 5.8981e-17 | 5.8981e-17 | 5.8981e-17 | 5.8981e-17 | 5.8981e-17 | 5.8981e-17 | 5.8981e-17 | 5.8981e-17 | 5.8981e-17 | 5.8981e-17 | 5.8981e-17 | 5.8981e-17 | 5.8981e-17 | 5.8981e-17 | 5.8981e-17 | 5.8981e-17 | 5.8981e-17 | 5.8981e-17 | 5.8981e-17 | 5.8981e-17 | 5.8981e-17 | 5.8981e-17 | 5.8981e-17 | 5.8981e-17 | 5.8981e-17 | 5.8981e-17 | 5.8981e-17
| Cost of Capital | (6)=avg[(6D),(6op)]xWACC | £m | -0.016875 | -0.051248 | -0.074933 | -0.093501 | -0.12057 | -0.12895 | -0.11574 | -0.10325 | -0.091463 | -0.080394 | -0.070038 | -0.060397 | -0.051469 | -0.043254 | -0.035754 | -0.028967 | -0.022893 | -0.017534 | -0.012888 | -0.0089555 | -0.005737 | -0.0032322 | -0.0014411 | -0.00036371 | 2.2684e-18 | 2.2684e-18 | 2.2684e-18 | 2.2684e-18 | 2.2684e-18 | 2.2684e-18 | 2.2684e-18 | 2.2684e-18 | 2.2684e-18 | 2.2684e-18 | 2.2684e-18 | 2.2684e-18 | 2.2684e-18 | 2.2684e-18 | 2.2684e-18 | 2.2684e-18 | 2.2684e-18 | 2.2684e-18 | 2.2684e-18 | 2.2684e-18 | 2.2684e-18 | 2.2684e-18 | 2.2684e-18 | 2.2684e-18 | 2.2684e-18 | 2.2684e-18
| Total Capitalised Costs | (7)=(5)+(6) | £m | -0.016875 | -0.12581 | -0.23036 | -0.28582 | -0.38333 | -0.48153 | -0.44976 | -0.41871 | -0.38837 | -0.35874 | -0.32983 | -0.30163 | -0.27415 | -0.24738 | -0.22132 | -0.19598 | -0.17135 | -0.14743 | -0.12423 | -0.10174 | -0.079963 | -0.058902 | -0.038554 | -0.01892 | 2.2684e-18 | 2.2684e-18 | 2.2684e-18 | 2.2684e-18 | 2.2684e-18 | 2.2684e-18 | 2.2684e-18 | 2.2684e-18 | 2.2684e-18 | 2.2684e-18 | 2.2684e-18 | 2.2684e-18 | 2.2684e-18 | 2.2684e-18 | 2.2684e-18 | 2.2684e-18 | 2.2684e-18 | 2.2684e-18 | 2.2684e-18 | 2.2684e-18 | 2.2684e-18 | 2.2684e-18 | 2.2684e-18 | 2.2684e-18 | 2.2684e-18 | 2.2684e-18
| Total Non-Capitalised Costs | (4) + Total Opex + Total Pass Through Costs |  | -1.7605 | -1.903 | -0.95158 | -1.6444 | -2.0256 | -0.00010051 | -0.00010411 | -0.00010797 | -0.00011209 | -0.00011649 | -0.00012118 | -0.00012621 | -0.00013149 | -0.00013706 | -0.00014292 | -0.00014908 | -0.00015557 | -0.0001624 | -0.00016958 | -0.00017715 | -0.00018511 | -0.00019349 | -0.00020231 | -0.00021159 | -0.00023744 | -0.00024857 | -0.00026028 | -0.0002726 | -0.00028558 | -0.00029923 | -0.0003136 | -0.00032873 | -0.00034465 | -0.0003614 | -0.00037904 | -0.0003976 | -0.00041713 | -0.0004377 | -0.00045934 | -0.00048211 | -0.00050608 | -0.00053132 | -0.00055787 | -0.00058582 | -0.00061524 | -0.0006462 | -0.00067879 | -0.00071309 | -0.00074918 | -0.00078711
| Total Direct Costs |  |  | -1.7773 | -2.0288 | -1.1819 | -1.9302 | -2.4089 | -0.48163 | -0.44987 | -0.41882 | -0.38848 | -0.35886 | -0.32995 | -0.30176 | -0.27428 | -0.24751 | -0.22146 | -0.19612 | -0.1715 | -0.14759 | -0.1244 | -0.10192 | -0.080148 | -0.059095 | -0.038757 | -0.019132 | -0.00023744 | -0.00024857 | -0.00026028 | -0.0002726 | -0.00028558 | -0.00029923 | -0.0003136 | -0.00032873 | -0.00034465 | -0.0003614 | -0.00037904 | -0.0003976 | -0.00041713 | -0.0004377 | -0.00045934 | -0.00048211 | -0.00050608 | -0.00053132 | -0.00055787 | -0.00058582 | -0.00061524 | -0.0006462 | -0.00067879 | -0.00071309 | -0.00074918 | -0.00078711
Societal Costs/Benefits
Calculated values
| Category | Description |  | 2027 | 2028 | 2029 | 2030 | 2031 | 2032 | 2033 | 2034 | 2035 | 2036 | 2037 | 2038 | 2039 | 2040 | 2041 | 2042 | 2043 | 2044 | 2045 | 2046 | 2047 | 2048 | 2049 | 2050 | 2051 | 2052 | 2053 | 2054 | 2055 | 2056 | 2057 | 2058 | 2059 | 2060 | 2061 | 2062 | 2063 | 2064 | 2065 | 2066 | 2067 | 2068 | 2069 | 2070 | 2071 | 2072 | 2073 | 2074 | 2075 | 2076
Non-financial benefits/costs - values | Environmental | Leakage | £m | -0.0012294 | -0.0011557 | -0.0010684 | -0.00096617 | -0.00084509 | -0.00064833 | -0.00068041 | -0.00071708 | -0.00075636 | -0.00079593 | -0.00084086 | -0.0008891 | -0.0009403 | -0.00099754 | -0.0010553 | -0.0011167 | -0.0011818 | -0.0012543 | -0.0013278 | -0.0014096 | -0.0014926 | -0.0015848 | -0.0016828 | -0.0017869 | -0.0020343 | -0.0021604 | -0.0022949 | -0.0024376 | -0.0025892 | -0.0027502 | -0.0029214 | -0.0031034 | -0.0032966 | -0.0035019 | -0.0037201 | -0.0039518 | -0.004198 | -0.0044595 | -0.0047372 | -0.0050323 | -0.0053456 | -0.0056783 | -0.0060317 | -0.0064069 | -0.0068054 | -0.0072284 | -0.0076776 | -0.0081544 | -0.0086607 | -0.0091972
| Environmental |  | £m
| Environmental |  | £m
| Safety | Fatality risk | £m | -0.42421 | -0.35162 | -0.33442 | -0.3286 | -0.26499 | -0.25512 | -0.2591 | -0.26001 | -0.26105 | -0.26221 | -0.2636 | -0.26514 | -0.26675 | -0.26845 | -0.27023 | -0.27211 | -0.27409 | -0.27617 | -0.27837 | -0.28067 | -0.2831 | -0.28566 | -0.28835 | -0.29118 | -2.4073 | -2.4107 | -2.4142 | -2.4178 | -2.4217 | -2.4258 | -2.4301 | -2.4346 | -2.4393 | -2.4443 | -2.4496 | -2.4551 | -2.4609 | -2.4671 | -2.4735 | -2.4803 | -2.4875 | -2.495 | -2.5029 | -2.5112 | -2.52 | -2.5292 | -2.539 | -2.5492 | -2.56 | -2.5708
| Safety | Non-Fatality risk | £m | -0.0063406 | -0.0052555 | -0.0049984 | -0.0049115 | -0.0039608 | -0.0038131 | -0.0038727 | -0.0038863 | -0.0039018 | -0.0039192 | -0.00394 | -0.0039629 | -0.003987 | -0.0040124 | -0.0040391 | -0.0040672 | -0.0040967 | -0.0041279 | -0.0041607 | -0.0041951 | -0.0042314 | -0.0042696 | -0.0043099 | -0.0043522 | -0.035982 | -0.036031 | -0.036084 | -0.036138 | -0.036196 | -0.036257 | -0.036321 | -0.036389 | -0.03646 | -0.036534 | -0.036613 | -0.036696 | -0.036783 | -0.036874 | -0.036971 | -0.037072 | -0.037179 | -0.037292 | -0.03741 | -0.037535 | -0.037666 | -0.037804 | -0.037949 | -0.038102 | -0.038263 | -0.038424
| Safety |  | £m
| Safety |  | £m
| Financial | NGN VF Financial Risk | £m | -1.7026 | -1.4198 | -1.3569 | -1.3121 | -1.0511 | -1.003 | -1.053 | -1.1064 | -1.1629 | -1.2227 | -1.2863 | -1.3534 | -1.4241 | -1.4985 | -1.5768 | -1.6593 | -1.746 | -1.8373 | -1.9334 | -2.0345 | -2.1409 | -2.2529 | -2.3708 | -2.4949 | -24.5798 | -25.8699 | -27.2277 | -28.6568 | -30.161 | -31.7441 | -33.4103 | -35.1641 | -37.0099 | -38.9526 | -40.9973 | -43.1493 | -45.4142 | -47.798 | -50.3068 | -52.9472 | -55.7261 | -58.651 | -61.7293 | -64.9693 | -68.3795 | -71.9686 | -75.7462 | -79.7221 | -83.892 | -88.28
| Financial | NGN VF Customer Risk | £m | -2.8916 | -2.5657 | -2.459 | -2.3772 | -2.1375 | -2.0991 | -2.1652 | -2.219 | -2.2761 | -2.3368 | -2.4013 | -2.4696 | -2.5415 | -2.6171 | -2.6967 | -2.7805 | -2.8686 | -2.9614 | -3.0591 | -3.1619 | -3.2701 | -3.384 | -3.5039 | -3.63 | -35.6323 | -36.9251 | -38.2857 | -39.7177 | -41.225 | -42.8114 | -44.4811 | -46.2384 | -48.088 | -50.0347 | -52.0836 | -54.2401 | -56.5098 | -58.8987 | -61.413 | -64.0594 | -66.8446 | -69.7761 | -72.8615 | -76.1089 | -79.5268 | -83.1241 | -86.9103 | -90.8953 | -95.0748 | -99.4464
| Financial | NGN VF Compliance Risk | £m | -1.2851 | -1.0843 | -1.0357 | -1.0193 | -0.74192 | -0.71322 | -0.72474 | -0.72781 | -0.73129 | -0.73514 | -0.73966 | -0.74461 | -0.74983 | -0.75532 | -0.76109 | -0.76717 | -0.77357 | -0.7803 | -0.78739 | -0.79485 | -0.80271 | -0.81097 | -0.81967 | -0.82883 | -6.6564 | -6.667 | -6.6782 | -6.69 | -6.7024 | -6.7155 | -6.7292 | -6.7437 | -6.7589 | -6.775 | -6.7918 | -6.8096 | -6.8283 | -6.848 | -6.8687 | -6.8905 | -6.9134 | -6.9376 | -6.963 | -6.9897 | -7.0179 | -7.0475 | -7.0787 | -7.1116 | -7.1461 | -7.1809
| Other |  | £m
| Other |  | £m
Inputs
| Category | Description |  | 2027 | 2028 | 2029 | 2030 | 2031 | 2032 | 2033 | 2034 | 2035 | 2036 | 2037 | 2038 | 2039 | 2040 | 2041 | 2042 | 2043 | 2044 | 2045 | 2046 | 2047 | 2048 | 2049 | 2050 | 2051 | 2052 | 2053 | 2054 | 2055 | 2056 | 2057 | 2058 | 2059 | 2060 | 2061 | 2062 | 2063 | 2064 | 2065 | 2066 | 2067 | 2068 | 2069 | 2070 | 2071 | 2072 | 2073 | 2074 | 2075 | 2076
Non-financial benefits/costs - inputs | Environmental | Leakage | GWh | 0.0030189 | 0.0027883 | 0.002542 | 0.0022676 | 0.0019503 | 0.0014716 | 0.0015243 | 0.0015808 | 0.0016412 | 0.0017056 | 0.0017743 | 0.0018479 | 0.0019253 | 0.0020068 | 0.0020925 | 0.0021828 | 0.0022778 | 0.0023778 | 0.002483 | 0.0025937 | 0.0027103 | 0.002833 | 0.0029621 | 0.003098 | 0.0034765 | 0.0036395 | 0.0038109 | 0.0039914 | 0.0041813 | 0.0043813 | 0.0045917 | 0.0048131 | 0.0050462 | 0.0052916 | 0.0055498 | 0.0058215 | 0.0061076 | 0.0064086 | 0.0067255 | 0.0070589 | 0.0074099 | 0.0077794 | 0.0081682 | 0.0085774 | 0.0090081 | 0.0094615 | 0.0099386 | 0.010441 | 0.010969 | 0.011525
Environmental
Environmental
| Safety | Fatality risk |  | 0.018937 | 0.015696 | 0.014928 | 0.014669 | 0.011829 | 0.011388 | 0.011566 | 0.011607 | 0.011653 | 0.011705 | 0.011767 | 0.011836 | 0.011908 | 0.011983 | 0.012063 | 0.012147 | 0.012235 | 0.012328 | 0.012426 | 0.012529 | 0.012638 | 0.012752 | 0.012872 | 0.012998 | 0.10746 | 0.10761 | 0.10777 | 0.10793 | 0.1081 | 0.10829 | 0.10848 | 0.10868 | 0.10889 | 0.10911 | 0.10935 | 0.1096 | 0.10986 | 0.11013 | 0.11042 | 0.11072 | 0.11104 | 0.11138 | 0.11173 | 0.1121 | 0.11249 | 0.1129 | 0.11334 | 0.1138 | 0.11428 | 0.11476
| Safety | Non-Fatality risk |  | 0.042082 | 0.03488 | 0.033174 | 0.032597 | 0.026287 | 0.025308 | 0.025703 | 0.025793 | 0.025896 | 0.026011 | 0.026149 | 0.026301 | 0.026461 | 0.02663 | 0.026807 | 0.026993 | 0.02719 | 0.027396 | 0.027614 | 0.027843 | 0.028084 | 0.028337 | 0.028604 | 0.028885 | 0.23881 | 0.23914 | 0.23948 | 0.23985 | 0.24023 | 0.24064 | 0.24106 | 0.24151 | 0.24198 | 0.24247 | 0.243 | 0.24355 | 0.24412 | 0.24473 | 0.24537 | 0.24605 | 0.24675 | 0.2475 | 0.24829 | 0.24911 | 0.24998 | 0.2509 | 0.25186 | 0.25288 | 0.25395 | 0.25502
Safety
Safety
Other
Other
Other
Other
Other
Alternative carbon calculations |  |  |  | 2027 | 2028 | 2029 | 2030 | 2031 | 2032 | 2033 | 2034 | 2035 | 2036 | 2037 | 2038 | 2039 | 2040 | 2041 | 2042 | 2043 | 2044 | 2045 | 2046 | 2047 | 2048 | 2049 | 2050 | 2051 | 2052 | 2053 | 2054 | 2055 | 2056 | 2057 | 2058 | 2059 | 2060 | 2061 | 2062 | 2063 | 2064 | 2065 | 2066 | 2067 | 2068 | 2069 | 2070 | 2071 | 2072 | 2073 | 2074 | 2075 | 2076
Environmental costs - low CO2 cost | Environmental | Leakage | £m | -0.00061567 | -0.00057731 | -0.00053433 | -0.00048391 | -0.00042252 | -0.00032367 | -0.00034038 | -0.00035837 | -0.00037772 | -0.00039853 | -0.0004209 | -0.00044502 | -0.00047072 | -0.00049811 | -0.00052719 | -0.00055818 | -0.00059121 | -0.00062641 | -0.00066395 | -0.00070397 | -0.00074664 | -0.00079214 | -0.00084067 | -0.00089243 | -0.0010158 | -0.0010786 | -0.0011454 | -0.0012163 | -0.0012917 | -0.0013717 | -0.0014568 | -0.0015472 | -0.0016432 | -0.0017452 | -0.0018535 | -0.0019686 | -0.0020908 | -0.0022207 | -0.0023586 | -0.002505 | -0.0026605 | -0.0028257 | -0.003001 | -0.0031872 | -0.0033849 | -0.0035948 | -0.0038176 | -0.0040541 | -0.0043052 | -0.0045713
| Environmental |  | £m
| Environmental |  | £m
Environmental costs - high CO2 cost | Environmental | Leakage | £m | -0.001847 | -0.0017319 | -0.001603 | -0.0014517 | -0.0012676 | -0.00097102 | -0.0010212 | -0.0010751 | -0.0011332 | -0.0011956 | -0.0012627 | -0.0013351 | -0.0014122 | -0.0014943 | -0.0015816 | -0.0016745 | -0.0017736 | -0.0018792 | -0.0019918 | -0.0021119 | -0.0022399 | -0.0023764 | -0.002522 | -0.0026773 | -0.0030475 | -0.0032358 | -0.0034361 | -0.003649 | -0.003875 | -0.0041151 | -0.0043703 | -0.0046415 | -0.0049295 | -0.0052355 | -0.0055605 | -0.0059058 | -0.0062725 | -0.006662 | -0.0070757 | -0.007515 | -0.0079816 | -0.008477 | -0.0090031 | -0.0095617 | -0.010155 | -0.010784 | -0.011453 | -0.012162 | -0.012916 | -0.013714
| Environmental |  | £m
| Environmental |  | £m
Net Present Values
Discount factors and summary
|  |  |  | 2027 | 2028 | 2029 | 2030 | 2031 | 2032 | 2033 | 2034 | 2035 | 2036 | 2037 | 2038 | 2039 | 2040 | 2041 | 2042 | 2043 | 2044 | 2045 | 2046 | 2047 | 2048 | 2049 | 2050 | 2051 | 2052 | 2053 | 2054 | 2055 | 2056 | 2057 | 2058 | 2059 | 2060 | 2061 | 2062 | 2063 | 2064 | 2065 | 2066 | 2067 | 2068 | 2069 | 2070 | 2071 | 2072 | 2073 | 2074 | 2075 | 2076
Discount factors | Discount factor (Non-Safety) | =1/[(1+SRTP)^n] | % | 100% | 96.62% | 93.35% | 90.19% | 87.14% | 84.2% | 81.35% | 78.6% | 75.94% | 73.37% | 70.89% | 68.49% | 66.18% | 63.94% | 61.78% | 59.69% | 57.67% | 55.72% | 53.84% | 52.02% | 50.26% | 48.56% | 46.92% | 45.33% | 43.8% | 42.31% | 40.88% | 39.5% | 38.17% | 36.87% | 35.63% | 34.59% | 33.58% | 32.6% | 31.65% | 30.73% | 29.84% | 28.97% | 28.12% | 27.31% | 26.51% | 25.74% | 24.99% | 24.26% | 23.55% | 22.87% | 22.2% | 21.56% | 20.93% | 20.32%
| Discount factor (Safety) | =1/[(1+HDR)^n] | % | 100% | 98.52% | 97.07% | 95.63% | 94.22% | 92.83% | 91.45% | 90.1% | 88.77% | 87.46% | 86.17% | 84.89% | 83.64% | 82.4% | 81.18% | 79.99% | 78.8% | 77.64% | 76.49% | 75.36% | 74.25% | 73.15% | 72.07% | 71% | 69.95% | 68.92% | 67.9% | 66.9% | 65.91% | 64.94% | 63.98% | 63.16% | 62.36% | 61.57% | 60.79% | 60.02% | 59.25% | 58.5% | 57.76% | 57.03% | 56.3% | 55.59% | 54.88% | 54.18% | 53.5% | 52.82% | 52.15% | 51.48% | 50.83% | 50.19%
Summary of discounted costs/benefits | Capex |  | £m | -1.7771 | -1.96 | -1.1032 | -1.7408 | -2.0991 | -0.40543 | -0.36588 | -0.3291 | -0.29493 | -0.26322 | -0.23382 | -0.2066 | -0.18143 | -0.15817 | -0.13673 | -0.11698 | -0.098816 | -0.082148 | -0.066879 | -0.05292 | -0.040187 | -0.028601 | -0.018088 | -0.0085763 | 9.9348e-19 | 9.5988e-19 | 9.2742e-19 | 8.9606e-19 | 8.6576e-19 | 8.3648e-19 | 8.0819e-19 | 7.8465e-19 | 7.618e-19 | 7.3961e-19 | 7.1807e-19 | 6.9715e-19 | 6.7685e-19 | 6.5714e-19 | 6.38e-19 | 6.1941e-19 | 6.0137e-19 | 5.8386e-19 | 5.6685e-19 | 5.5034e-19 | 5.3431e-19 | 5.1875e-19 | 5.0364e-19 | 4.8897e-19 | 4.7473e-19 | 4.609e-19
| Opex |  | £m | 0 | 0 | 0 | 0 | 0 | 0 | 0 | 0 | 0 | 0 | 0 | 0 | 0 | 0 | 0 | 0 | 0 | 0 | 0 | 0 | 0 | 0 | 0 | 0 | 0 | 0 | 0 | 0 | 0 | 0 | 0 | 0 | 0 | 0 | 0 | 0 | 0 | 0 | 0 | 0 | 0 | 0 | 0 | 0 | 0 | 0 | 0 | 0 | 0 | 0
| Pass Through Costs |  | £m | -0.00020618 | -0.000184 | -0.00016207 | -0.00013969 | -0.00011608 | -8.4624e-05 | -8.4694e-05 | -8.4862e-05 | -8.5123e-05 | -8.5473e-05 | -8.591e-05 | -8.6445e-05 | -8.7021e-05 | -8.7636e-05 | -8.8291e-05 | -8.8984e-05 | -8.9717e-05 | -9.0488e-05 | -9.1297e-05 | -9.2144e-05 | -9.3029e-05 | -9.3952e-05 | -9.4913e-05 | -9.591e-05 | -0.00010399 | -0.00010518 | -0.00010641 | -0.00010768 | -0.00010899 | -0.00011034 | -0.00011173 | -0.00011371 | -0.00011574 | -0.00011783 | -0.00011998 | -0.00012219 | -0.00012446 | -0.00012679 | -0.00012919 | -0.00013164 | -0.00013417 | -0.00013675 | -0.0001394 | -0.00014213 | -0.00014491 | -0.00014777 | -0.00015071 | -0.00015371 | -0.00015679 | -0.00015993
| Environmental - central CO2 cost |  | £m | -0.0012294 | -0.0011166 | -0.00099733 | -0.00087143 | -0.00073645 | -0.00054588 | -0.00055352 | -0.00056362 | -0.00057438 | -0.000584 | -0.0005961 | -0.00060899 | -0.00062227 | -0.00063783 | -0.00065196 | -0.00066653 | -0.00068153 | -0.00069891 | -0.00071484 | -0.00073321 | -0.00075012 | -0.00076953 | -0.00078948 | -0.00080999 | -0.00089095 | -0.00091416 | -0.00093823 | -0.00096289 | -0.00098818 | -0.0010141 | -0.0010408 | -0.0010735 | -0.0011071 | -0.0011418 | -0.0011776 | -0.0012145 | -0.0012526 | -0.0012919 | -0.0013323 | -0.0013741 | -0.0014171 | -0.0014615 | -0.0015072 | -0.0015544 | -0.001603 | -0.001653 | -0.0017046 | -0.0017577 | -0.0018125 | -0.0018687
| Environmental - low CO2 cost |  | £m | -0.00061567 | -0.00055778 | -0.0004988 | -0.00043646 | -0.0003682 | -0.00027252 | -0.0002769 | -0.00028168 | -0.00028685 | -0.00029241 | -0.00029838 | -0.00030481 | -0.00031152 | -0.0003185 | -0.00032569 | -0.00033317 | -0.00034095 | -0.00034904 | -0.00035744 | -0.00036617 | -0.00037523 | -0.00038464 | -0.0003944 | -0.00040453 | -0.00044489 | -0.00045641 | -0.00046827 | -0.00048046 | -0.00049297 | -0.00050582 | -0.00051902 | -0.00053517 | -0.00055182 | -0.000569 | -0.00058673 | -0.00060501 | -0.00062386 | -0.0006433 | -0.00066335 | -0.00068401 | -0.00070532 | -0.00072728 | -0.00074992 | -0.00077325 | -0.00079729 | -0.00082206 | -0.00084759 | -0.00087388 | -0.00090097 | -0.0009288
| Environmental - high CO2 cost |  | £m | -0.001847 | -0.0016734 | -0.0014964 | -0.0013094 | -0.0011046 | -0.00081757 | -0.00083071 | -0.00084503 | -0.00086054 | -0.00087724 | -0.00089515 | -0.00091444 | -0.00093455 | -0.00095549 | -0.00097707 | -0.00099951 | -0.0010229 | -0.0010471 | -0.0010723 | -0.0010985 | -0.0011257 | -0.0011539 | -0.0011832 | -0.0012136 | -0.0013347 | -0.0013692 | -0.0014048 | -0.0014414 | -0.0014789 | -0.0015175 | -0.0015571 | -0.0016055 | -0.0016555 | -0.001707 | -0.0017602 | -0.001815 | -0.0018716 | -0.0019299 | -0.00199 | -0.002052 | -0.002116 | -0.0021818 | -0.0022498 | -0.0023197 | -0.0023919 | -0.0024662 | -0.0025428 | -0.0026216 | -0.0027029 | -0.0027864
| Safety |  | £m | -0.43055 | -0.3516 | -0.32946 | -0.31894 | -0.2534 | -0.24035 | -0.2405 | -0.23778 | -0.2352 | -0.23275 | -0.23053 | -0.22845 | -0.22644 | -0.22451 | -0.22267 | -0.2209 | -0.21922 | -0.21762 | -0.21611 | -0.21468 | -0.21334 | -0.21208 | -0.21092 | -0.20984 | -1.7092 | -1.6863 | -1.6638 | -1.6417 | -1.62 | -1.5987 | -1.5779 | -1.5608 | -1.5439 | -1.5275 | -1.5113 | -1.4955 | -1.48 | -1.4649 | -1.45 | -1.4356 | -1.4214 | -1.4076 | -1.3942 | -1.381 | -1.3683 | -1.3558 | -1.3438 | -1.3321 | -1.3207 | -1.3094
| Financial |  | £m | -5.8794 | -4.8984 | -4.529 | -4.2469 | -3.4252 | -3.2124 | -3.2076 | -3.1858 | -3.167 | -3.1511 | -3.1386 | -3.1286 | -3.1206 | -3.1145 | -3.1103 | -3.1079 | -3.1074 | -3.1087 | -3.1117 | -3.1164 | -3.1228 | -3.1309 | -3.1407 | -3.152 | -29.2855 | -29.3926 | -29.5146 | -29.6514 | -29.8028 | -29.9685 | -30.1485 | -30.4899 | -30.8479 | -31.2228 | -31.6146 | -32.0234 | -32.4493 | -32.8924 | -33.3529 | -33.831 | -34.3268 | -34.8406 | -35.3724 | -35.9225 | -36.4911 | -37.0785 | -37.6848 | -38.3103 | -38.949 | -39.6014
| Other |  | £m | 0 | 0 | 0 | 0 | 0 | 0 | 0 | 0 | 0 | 0 | 0 | 0 | 0 | 0 | 0 | 0 | 0 | 0 | 0 | 0 | 0 | 0 | 0 | 0 | 0 | 0 | 0 | 0 | 0 | 0 | 0 | 0 | 0 | 0 | 0 | 0 | 0 | 0 | 0 | 0 | 0 | 0 | 0 | 0 | 0 | 0 | 0 | 0 | 0 | 0
Annual Total | Total - central carbon cost |  | £m | -8.0885 | -7.2113 | -5.9628 | -6.3077 | -5.7786 | -3.8588 | -3.8146 | -3.7533 | -3.6978 | -3.6477 | -3.6036 | -3.5643 | -3.5292 | -3.4979 | -3.4704 | -3.4466 | -3.4262 | -3.4092 | -3.3955 | -3.3848 | -3.3772 | -3.3725 | -3.3706 | -3.3713 | -30.9957 | -31.0799 | -31.1795 | -31.2942 | -31.4239 | -31.5684 | -31.7275 | -32.0518 | -32.3931 | -32.7515 | -33.1272 | -33.5202 | -33.9306 | -34.3587 | -34.8044 | -35.2681 | -35.7498 | -36.2498 | -36.7682 | -37.3053 | -37.8612 | -38.4361 | -39.0304 | -39.6442 | -40.2716 | -40.9128
| Total - low carbon cost |  | £m | -8.0879 | -7.2107 | -5.9623 | -6.3073 | -5.7783 | -3.8586 | -3.8143 | -3.753 | -3.6975 | -3.6474 | -3.6033 | -3.564 | -3.5288 | -3.4976 | -3.4701 | -3.4462 | -3.4259 | -3.4089 | -3.3951 | -3.3845 | -3.3768 | -3.3721 | -3.3702 | -3.3709 | -30.9953 | -31.0795 | -31.179 | -31.2937 | -31.4234 | -31.5679 | -31.727 | -32.0513 | -32.3925 | -32.751 | -33.1266 | -33.5196 | -33.93 | -34.358 | -34.8038 | -35.2674 | -35.7491 | -36.249 | -36.7674 | -37.3045 | -37.8604 | -38.4353 | -39.0296 | -39.6434 | -40.2707 | -40.9119
| Total - high carbon cost |  | £m | -8.0891 | -7.2119 | -5.9633 | -6.3081 | -5.779 | -3.8591 | -3.8149 | -3.7536 | -3.6981 | -3.648 | -3.6039 | -3.5646 | -3.5295 | -3.4982 | -3.4708 | -3.4469 | -3.4266 | -3.4096 | -3.3958 | -3.3852 | -3.3776 | -3.3729 | -3.3709 | -3.3718 | -30.9962 | -31.0804 | -31.1799 | -31.2946 | -31.4244 | -31.5689 | -31.7281 | -32.0523 | -32.3937 | -32.7521 | -33.1278 | -33.5208 | -33.9313 | -34.3593 | -34.8051 | -35.2688 | -35.7505 | -36.2505 | -36.7689 | -37.306 | -37.8619 | -38.437 | -39.0313 | -39.6451 | -40.2725 | -40.9138
Net Present Value | NPV - central carbon cost |  | £m | -8.0885 | -15.2998 | -21.2626 | -27.5703 | -33.349 | -37.2078 | -41.0224 | -44.7757 | -48.4735 | -52.1212 | -55.7248 | -59.2891 | -62.8183 | -66.3162 | -69.7866 | -73.2332 | -76.6594 | -80.0686 | -83.4641 | -86.849 | -90.2262 | -93.5986 | -96.9692 | -100.3405 | -131.3363 | -162.4162 | -193.5956 | -224.8898 | -256.3137 | -287.882 | -319.6096 | -351.6614 | -384.0545 | -416.806 | -449.9332 | -483.4534 | -517.384 | -551.7427 | -586.5472 | -621.8153 | -657.5651 | -693.8149 | -730.5831 | -767.8883 | -805.7495 | -844.1856 | -883.216 | -922.8603 | -963.1319 | -1004.0448
| NPV - low carbon cost |  | £m | -8.0879 | -15.2986 | -21.261 | -27.5682 | -33.3465 | -37.205 | -41.0194 | -44.7724 | -48.4699 | -52.1173 | -55.7206 | -59.2846 | -62.8135 | -66.3111 | -69.7812 | -73.2274 | -76.6533 | -80.0622 | -83.4573 | -86.8418 | -90.2186 | -93.5907 | -96.9608 | -100.3318 | -131.3271 | -162.4065 | -193.5855 | -224.8792 | -256.3026 | -287.8704 | -319.5975 | -351.6487 | -384.0413 | -416.7922 | -449.9188 | -483.4384 | -517.3684 | -551.7264 | -586.5302 | -621.7976 | -657.5467 | -693.7958 | -730.5632 | -767.8677 | -805.728 | -844.1634 | -883.1929 | -922.8363 | -963.107 | -1004.0189
| NPV - high carbon cost |  | £m | -8.0891 | -15.301 | -21.2643 | -27.5725 | -33.3514 | -37.2105 | -41.0254 | -44.779 | -48.477 | -52.1251 | -55.729 | -59.2936 | -62.8231 | -66.3213 | -69.792 | -73.239 | -76.6655 | -80.0751 | -83.4709 | -86.8562 | -90.2337 | -93.6066 | -96.9775 | -100.3493 | -131.3455 | -162.4258 | -193.6058 | -224.9004 | -256.3248 | -287.8936 | -319.6217 | -351.674 | -384.0677 | -416.8198 | -449.9475 | -483.4683 | -517.3996 | -551.7589 | -586.564 | -621.8328 | -657.5833 | -693.8338 | -730.6028 | -767.9088 | -805.7707 | -844.2077 | -883.2389 | -922.884 | -963.1566 | -1004.0703
Comparison to baseline
|  |  |  | 2027 | 2028 | 2029 | 2030 | 2031 | 2032 | 2033 | 2034 | 2035 | 2036 | 2037 | 2038 | 2039 | 2040 | 2041 | 2042 | 2043 | 2044 | 2045 | 2046 | 2047 | 2048 | 2049 | 2050 | 2051 | 2052 | 2053 | 2054 | 2055 | 2056 | 2057 | 2058 | 2059 | 2060 | 2061 | 2062 | 2063 | 2064 | 2065 | 2066 | 2067 | 2068 | 2069 | 2070 | 2071 | 2072 | 2073 | 2074 | 2075 | 2076
Summary of discounted costs/benefits | Capex |  | £m | -1.7771 | -1.96 | -1.1032 | -1.7408 | -2.0991 | -0.40543 | -0.36588 | -0.3291 | -0.29493 | -0.26322 | -0.23382 | -0.2066 | -0.18143 | -0.15817 | -0.13673 | -0.11698 | -0.098816 | -0.082148 | -0.066879 | -0.05292 | -0.040187 | -0.028601 | -0.018088 | -0.0085763 | 9.9348e-19 | 9.5988e-19 | 9.2742e-19 | 8.9606e-19 | 8.6576e-19 | 8.3648e-19 | 8.0819e-19 | 7.8465e-19 | 7.618e-19 | 7.3961e-19 | 7.1807e-19 | 6.9715e-19 | 6.7685e-19 | 6.5714e-19 | 6.38e-19 | 6.1941e-19 | 6.0137e-19 | 5.8386e-19 | 5.6685e-19 | 5.5034e-19 | 5.3431e-19 | 5.1875e-19 | 5.0364e-19 | 4.8897e-19 | 4.7473e-19 | 4.609e-19
| Opex |  | £m | 0 | 0 | 0 | 0 | 0 | 0 | 0 | 0 | 0 | 0 | 0 | 0 | 0 | 0 | 0 | 0 | 0 | 0 | 0 | 0 | 0 | 0 | 0 | 0 | 0 | 0 | 0 | 0 | 0 | 0 | 0 | 0 | 0 | 0 | 0 | 0 | 0 | 0 | 0 | 0 | 0 | 0 | 0 | 0 | 0 | 0 | 0 | 0 | 0 | 0
| Pass Through Costs |  | £m | 0 | 2.436e-05 | 4.8538e-05 | 7.3257e-05 | 9.9284e-05 | 0.00013323 | 0.00013576 | 0.00013826 | 0.00014076 | 0.00014325 | 0.00014573 | 0.00014819 | 0.0001507 | 0.00015324 | 0.00015584 | 0.00015847 | 0.00016115 | 0.00016388 | 0.00016665 | 0.00016946 | 0.00017233 | 0.00017524 | 0.00017821 | 0.00018122 | 0.0002015 | 0.00020491 | 0.00020837 | 0.0002119 | 0.00021548 | 0.00021912 | 0.00022283 | 0.0002277 | 0.00023267 | 0.00023775 | 0.00024295 | 0.00024825 | 0.00025368 | 0.00025922 | 0.00026488 | 0.00027067 | 0.00027658 | 0.00028262 | 0.0002888 | 0.00029511 | 0.00030155 | 0.00030814 | 0.00031487 | 0.00032175 | 0.00032878 | 0.00033596
| Environmental - central CO2 cost |  | £m | 0 | 0.00014784 | 0.00029868 | 0.00045701 | 0.00062991 | 0.00085943 | 0.00088724 | 0.00091829 | 0.0009498 | 0.00097874 | 0.0010112 | 0.001044 | 0.0010776 | 0.0011153 | 0.0011507 | 0.001187 | 0.0012242 | 0.0012657 | 0.0013048 | 0.0013485 | 0.0013896 | 0.0014354 | 0.0014823 | 0.0015305 | 0.0017264 | 0.0017809 | 0.0018372 | 0.0018948 | 0.0019536 | 0.0020139 | 0.0020758 | 0.0021496 | 0.0022255 | 0.0023038 | 0.0023844 | 0.0024674 | 0.002553 | 0.0026411 | 0.0027318 | 0.0028252 | 0.0029214 | 0.0030205 | 0.0031225 | 0.0032275 | 0.0033356 | 0.0034469 | 0.0035615 | 0.0036794 | 0.0038007 | 0.0039257
| Environmental - low CO2 cost |  | £m | 0 | 7.3848e-05 | 0.00014938 | 0.00022889 | 0.00031494 | 0.00042906 | 0.00044385 | 0.00045893 | 0.00047433 | 0.00049006 | 0.00050614 | 0.00052254 | 0.00053946 | 0.00055694 | 0.00057485 | 0.00059334 | 0.00061242 | 0.00063212 | 0.00065245 | 0.00067344 | 0.0006951 | 0.00071745 | 0.00074053 | 0.00076435 | 0.00086207 | 0.00088916 | 0.00091696 | 0.00094545 | 0.00097462 | 0.0010045 | 0.0010351 | 0.0010717 | 0.0011093 | 0.0011481 | 0.001188 | 0.0012292 | 0.0012715 | 0.0013152 | 0.0013601 | 0.0014064 | 0.001454 | 0.0015031 | 0.0015536 | 0.0016056 | 0.0016591 | 0.0017142 | 0.0017709 | 0.0018293 | 0.0018893 | 0.0019512
| Environmental - high CO2 cost |  | £m | 0 | 0.00022155 | 0.00044815 | 0.00068668 | 0.00094481 | 0.0012872 | 0.0013315 | 0.0013768 | 0.001423 | 0.0014702 | 0.0015184 | 0.0015676 | 0.0016184 | 0.0016708 | 0.0017246 | 0.00178 | 0.0018373 | 0.0018964 | 0.0019574 | 0.0020203 | 0.0020853 | 0.0021524 | 0.0022216 | 0.002293 | 0.0025862 | 0.0026675 | 0.0027509 | 0.0028363 | 0.0029239 | 0.0030135 | 0.0031053 | 0.003215 | 0.0033279 | 0.0034442 | 0.003564 | 0.0036875 | 0.0038146 | 0.0039455 | 0.0040803 | 0.0042191 | 0.004362 | 0.0045092 | 0.0046607 | 0.0048167 | 0.0049773 | 0.0051425 | 0.0053127 | 0.0054878 | 0.005668 | 0.0058535
| Safety |  | £m | 0 | 0.094082 | 0.13192 | 0.15873 | 0.24117 | 0.27175 | 0.27353 | 0.27166 | 0.26982 | 0.26803 | 0.2662 | 0.26441 | 0.26251 | 0.25955 | 0.25666 | 0.25385 | 0.25098 | 0.24752 | 0.24412 | 0.24077 | 0.23749 | 0.23426 | 0.23109 | 0.22798 | 2.1942 | 2.1622 | 2.1307 | 2.0997 | 2.0692 | 2.0391 | 2.0095 | 1.9845 | 1.9599 | 1.9356 | 1.9116 | 1.8879 | 1.8646 | 1.8416 | 1.819 | 1.7966 | 1.7745 | 1.7528 | 1.7314 | 1.7103 | 1.6894 | 1.6689 | 1.6487 | 1.6287 | 1.6091 | 1.5897
| Financial |  |  | 0 | 1.0688 | 1.5279 | 1.9016 | 2.8168 | 3.1251 | 3.1458 | 3.1527 | 3.1604 | 3.169 | 3.178 | 3.1882 | 3.1986 | 3.2035 | 3.2102 | 3.2187 | 3.2285 | 3.2383 | 3.2499 | 3.2631 | 3.2779 | 3.2944 | 3.3124 | 3.332 | 33.7786 | 34.0363 | 34.309 | 34.5965 | 34.8988 | 35.2158 | 35.5474 | 36.0677 | 36.6069 | 37.1651 | 37.7425 | 38.3394 | 38.956 | 39.5925 | 40.2492 | 40.9263 | 41.6241 | 42.343 | 43.083 | 43.8446 | 44.6281 | 45.4338 | 46.2621 | 47.1132 | 47.9799 | 48.8667
| Other |  | £m | 0 | 0 | 0 | 0 | 0 | 0 | 0 | 0 | 0 | 0 | 0 | 0 | 0 | 0 | 0 | 0 | 0 | 0 | 0 | 0 | 0 | 0 | 0 | 0 | 0 | 0 | 0 | 0 | 0 | 0 | 0 | 0 | 0 | 0 | 0 | 0 | 0 | 0 | 0 | 0 | 0 | 0 | 0 | 0 | 0 | 0 | 0 | 0 | 0 | 0
Annual Total | Total - central carbon cost |  | £m | -1.7771 | -0.79693 | 0.55698 | 0.32006 | 0.9596 | 2.9924 | 3.0545 | 3.0963 | 3.1364 | 3.175 | 3.2116 | 3.2472 | 3.2809 | 3.3062 | 3.3315 | 3.3569 | 3.382 | 3.4051 | 3.4286 | 3.4524 | 3.4768 | 3.5016 | 3.5271 | 3.5531 | 35.9747 | 36.2005 | 36.4418 | 36.6984 | 36.9702 | 37.2571 | 37.5591 | 38.0546 | 38.5692 | 39.1032 | 39.6567 | 40.2301 | 40.8234 | 41.437 | 42.0711 | 42.726 | 43.4019 | 44.0991 | 44.8178 | 45.5584 | 46.3212 | 47.1065 | 47.9146 | 48.7459 | 49.5931 | 50.4607
| Total - low carbon cost |  | £m | -1.7771 | -0.797 | 0.55683 | 0.31983 | 0.95928 | 2.992 | 3.0541 | 3.0958 | 3.1359 | 3.1745 | 3.2111 | 3.2466 | 3.2803 | 3.3056 | 3.3309 | 3.3563 | 3.3814 | 3.4045 | 3.4279 | 3.4518 | 3.4761 | 3.5009 | 3.5263 | 3.5524 | 35.9739 | 36.1996 | 36.4409 | 36.6974 | 36.9692 | 37.2561 | 37.5581 | 38.0535 | 38.5681 | 39.102 | 39.6555 | 40.2288 | 40.8221 | 41.4357 | 42.0698 | 42.7246 | 43.4004 | 44.0976 | 44.8162 | 45.5568 | 46.3195 | 47.1048 | 47.9128 | 48.744 | 49.5912 | 50.4587
| Total - high carbon cost |  | £m | -1.7771 | -0.79686 | 0.55713 | 0.32029 | 0.95991 | 2.9928 | 3.055 | 3.0968 | 3.1368 | 3.1755 | 3.2121 | 3.2477 | 3.2814 | 3.3067 | 3.3321 | 3.3575 | 3.3827 | 3.4058 | 3.4292 | 3.4531 | 3.4775 | 3.5023 | 3.5278 | 3.5539 | 35.9756 | 36.2014 | 36.4427 | 36.6993 | 36.9711 | 37.2581 | 37.5602 | 38.0557 | 38.5703 | 39.1043 | 39.6579 | 40.2313 | 40.8247 | 41.4383 | 42.0725 | 42.7274 | 43.4033 | 44.1006 | 44.8194 | 45.56 | 46.3228 | 47.1082 | 47.9164 | 48.7477 | 49.595 | 50.4626
Net Present Value | Total - central carbon cost |  | £m | -1.7771 | -2.5741 | -2.0171 | -1.697 | -0.73743 | 2.255 | 5.3095 | 8.4058 | 11.5422 | 14.7172 | 17.9287 | 21.1759 | 24.4568 | 27.7629 | 31.0944 | 34.4513 | 37.8333 | 41.2385 | 44.6671 | 48.1195 | 51.5963 | 55.0979 | 58.625 | 62.1781 | 98.1529 | 134.3534 | 170.7952 | 207.4935 | 244.4637 | 281.7208 | 319.28 | 357.3346 | 395.9038 | 435.007 | 474.6637 | 514.8938 | 555.7172 | 597.1542 | 639.2253 | 681.9513 | 725.3532 | 769.4523 | 814.2701 | 859.8285 | 906.1497 | 953.2562 | 1001.1708 | 1049.9167 | 1099.5098 | 1149.9705
| Total - low carbon cost |  | £m | -1.7771 | -2.5741 | -2.0173 | -1.6975 | -0.7382 | 2.2538 | 5.3079 | 8.4037 | 11.5396 | 14.7141 | 17.9252 | 21.1718 | 24.4521 | 27.7577 | 31.0886 | 34.4449 | 37.8264 | 41.2309 | 44.6588 | 48.1106 | 51.5867 | 55.0876 | 58.6139 | 62.1663 | 98.1402 | 134.3398 | 170.7807 | 207.4781 | 244.4472 | 281.7034 | 319.2615 | 357.315 | 395.8831 | 434.9851 | 474.6407 | 514.8695 | 555.6916 | 597.1273 | 639.1971 | 681.9216 | 725.3221 | 769.4196 | 814.2359 | 859.7927 | 906.1122 | 953.217 | 1001.1298 | 1049.8738 | 1099.465 | 1149.9237
| Total - high carbon cost |  | £m | -1.7771 | -2.574 | -2.0169 | -1.6966 | -0.73666 | 2.2562 | 5.3111 | 8.4079 | 11.5448 | 14.7202 | 17.9323 | 21.18 | 24.4614 | 27.7681 | 31.1002 | 34.4576 | 37.8403 | 41.2461 | 44.6753 | 48.1284 | 51.6059 | 55.1083 | 58.6361 | 62.19 | 98.1656 | 134.367 | 170.8097 | 207.509 | 244.4801 | 281.7382 | 319.2984 | 357.3541 | 395.9244 | 435.0287 | 474.6866 | 514.9179 | 555.7426 | 597.1809 | 639.2534 | 681.9808 | 725.3841 | 769.4847 | 814.304 | 859.864 | 906.1869 | 953.2951 | 1001.2114 | 1049.9591 | 1099.5541 | 1150.0167
|  |  |  | 2027 | 2028 | 2029 | 2030 | 2031 | 2032 | 2033 | 2034 | 2035 | 2036 | 2037 | 2038 | 2039 | 2040 | 2041 | 2042 | 2043 | 2044 | 2045 | 2046 | 2047 | 2048 | 2049 | 2050 | 2051 | 2052 | 2053 | 2054 | 2055 | 2056 | 2057 | 2058 | 2059 | 2060 | 2061 | 2062 | 2063 | 2064 | 2065 | 2066 | 2067 | 2068 | 2069 | 2070 | 2071 | 2072 | 2073 | 2074 | 2075 | 2076
| Monetised risk - memo line |  | £m | 2027: -4.0645; 2028: -4.2363; 2029: -4.4172; 2030: -4.6076; 2031: -1.5634
Note on B10: Ofgem: Enter as year (eg 2027)
Note on C54: [Threaded comment] Your version of Excel allows you to read this threaded comment; however, any edits to it will get removed if the file is opened in a newer version of Excel. Learn more: https://go.microsoft.com/fwlink/?linkid=870924 Comment: Includes 1 PRS Meter replacement
Note on C57: [Threaded comment] Your version of Excel allows you to read this threaded comment; however, any edits to it will get removed if the file is opened in a newer version of Excel. Learn more: https://go.microsoft.com/fwlink/?linkid=870924 Comment: Non NARMs interventions - associated building upgrades and calorimeters
Note on C158: Duncan Innes:GT/GD
Note on C161: Duncan Innes: All sectors
Note on C162: Duncan Innes: All sectors
Note on B229: Ofgem: This line records the total monetised risk of the modelled scenario. It acts as a cross-reference between the CBA and NARM BPDTs and should not directly link to any formulas in the CBA analysis above.

## Option_1 Workings
Additional cost/benefit explanations
Please provide a short explanation of any additional cost/benefit lines that have been completed in addition to the pre-populated ones. This should include both a description of the nature of the cost/benefit, and an explanation of how the value was calculated, citing appropriate sources (eg for relevant global warming potentials). If an explanation has been provided within the EJP, then simply provide a reference to the relevant page number.
NGN VF Financial Risk, NGN VF Customer Risk, NGN VF Compliance Risk populated from our decision support tool outputs as per NGN's Value Framework and consistent with NARM.
Long term cost/benefit assumptions
Please briefly summarise the assumptions you have used to calculate long-term (ie beyond the duration of the RIIO3 price control) costs and other inputs (eg "Opex assumed to increase at 1%/year based on historic trends"). In most cases we would expect these to be the same across the baseline and different options, but where this is not the case additional tabs can be completed as necessary. If detailed descriptions are required (eg to explain assumptions around whole life costs of assets) these should be included as part of the EJP
Capex | Not modelled in beyond RIIO-GD4 as proposals cover RIIO-GD3 only.
Opex | As per NARM modelling assumptions from our Decision Support Tool - see Ofgem CBA Template Assumptions in section 8 of EJP.
Leakage | Modelled as per NARM metholdogy from our decision support tool.
Fatality risk | Modelled as per NARM metholdogy from our decision support tool.
Non-Fatality risk | Modelled as per NARM metholdogy from our decision support tool.
Cost cross-referencing
If there is any explanation required on how the cost data set out in the EJP totals to the lines in the CBA, please provide it here.
Costs in CBA reflected in sections 8 and 9 of EJP.

## Option_2
Summary | [7 empty] | Text Descriptions
[8 empty] | Option Description - this should allow us to quickly recognise the option being assessed (based on descriptions in the EJP and other documents) and distinguish it both from other investment areas and from other options. If appropriate, please provide sitemaps, photos or any other documents that will help with this identification (likely to be relevant for major projects rather than asset classes) | [6 empty] | Stakeholder Support Summary - please provide a synopsis which details the feedback from stakeholder group(s)
Option Name | Do More - Increase to 20 Odorant Upgrades and increase Metering by 20% |  |  | Date Undertaken: | 2024-12-06
Scheme Reference ID | A22.e.NGN | [6 empty] | The second option that we have considered is to accelerate the completion of this programme of interventions and aim to increase the number of odorant injection system replacements from 16 to 20. Whilst this would mean we would have replaced all remaining odorant systems by the end of RIIO-GD3, this needs careful consideration in terms of practical deliverability alongside our other baskets of work. We noted earlier that a small number of ultrasonic meters that were installed early in the journey do not meet the standards that we have imposed on later upgrades (for example we have made use of live condition-based monitoring since RIIO-GD1, which these meters do not contain the functionality for). This option would mean that we would complete the outstanding meter upgrades and also upgrade ultra sonic meters that were originally installed which do not meet current standards. | [6 empty] | The different priorities between national, local and customer stakeholders highlights tensions between short- and long-term goals and the dynamics NGN must manage throughout RIIO-GD3. Customers (especially older, low income, and digitally excluded customers) value energy affordability above all other priorities. Conversely, future customers prioritise helping the region to meet climate change targets (and not leaving anyone behind). Local stakeholders generally share this long-term view; Furthermore, national groups say they will judge our performance by how resilient the business is. As customers are satisfied with the performance and availability of our services, they prefer us to maintain service levels at levels similar to today and asked for us to reduce future risk with targeted investments to enhance removal, reduction, resistance and recovery strategies. To balance stakeholders' priorities, we will maintain our position as the most efficient gas distribution operator, while investing in delivering continuous performance improvement. We will achieve this through targeted investment in low-regret innovation, enhanced stakeholder engagement, whole systems collaboration, data and digitalisation. Our rigorous engagement programme has helped us balance the clear need for greater regional support and investment, with the evident tension around the increased cost of living and ongoing affordability concerns. (Additional increase in spend over the Preferred option has not been deemed to be justified).
Expenditure Type | Capex |  |  | Authorised By: | Dean Pearson
Preferred Option (Y/N) | N
Spend Area (Please include relevant RRP/BPDT Table Reference) | CV5.01
First year of expenditure outflow | 2027
Payback position at year | Central CO2 Cost - PV of costs & benefits (£m) | Central CO2 Cost - NPV relative to baseline (£m) | Low CO2 cost - PV of costs & benefits (£m) | Low CO2 cost - NPV relative to baseline (£m) | High CO2 cost - PV of costs & benefits (£m) | High CO2 cost - NPV relative to baseline (£m)
2035 | -29.3971 | 30.6185 | -29.3948 | 30.6147 | -29.3995 | 30.6224
2040 | -32.349 | 61.7301 | -32.3462 | 61.7225 | -32.3518 | 61.7376
2045 | -34.8056 | 93.3256 | -34.8024 | 93.3137 | -34.8088 | 93.3374
2050 | -37.014 | 125.5046 | -37.0104 | 125.4877 | -37.0177 | 125.5216
2060 | -42.7871 | 809.0259 | -42.7825 | 808.9948 | -42.7917 | 809.0568
2070 | -50.0176 | 1577.6993 | -50.012 | 1577.6484 | -50.0231 | 1577.7497
Capitalisation rate | 33.7% | [6 empty] | Engineering Justification Summary - please provide a synopsis & share the document which articulates the full detailed explanation | [6 empty] | Company View - please provide a synopsis which details your view of how beneficial this option is.
[8 empty] | A failure in our metering or odorant assets could result in significant issues across the NGN network. First and foremost odorant injection provides gas with its characteristic smell and is the primary safety mechanism for detecting gas escapes. If we were to stop injecting odorant at any point in the network the smell downstream would be affected, meaning gas escapes would go undetected, potentially resulting in the loss of life to members of the public in our network. Our metering assets are the primary input to the odorant injection system and provide the system with the required flow information in order for the odorant dosing to be correct meaning that it smells as it should to the general public. Along with providing inputs to the odorant system to ensure the correct amount of odorant is applied, the metering information is also used to record flow rates for energy transported through our network if the metering were to fail through put cannot be accurately determined resulting in measurement errors which have huge cost implications for gas shippers and ultimately impacts to customers’ bills. We have listened to industry concerns over the potential for our existing Turbine and Orifice metering assets to become obsolete and do not have adequate low flow measurement capability to fully meet the more dynamic flow measurement demands of the modern gas network. New technologies like ultrasonic meters allow sites to operate over a far greater range and flow accurately at low levels which not only provides increased uncertainty to the shippers but also means sites can be controlled over a wider range allowing entry of green gas like biomethane. The lack of diagnostic and preventative measurements these older technologies provide mean they need to be upgraded to newer USMs to remove risk to shippers and our customers of costly measurement errors. A22.e NGN RIIO-GD3 Investment Decision Pack - Offtakes & PRS - Odorant & Metering EJP. | [6 empty] | Option 2 the Do More has been rejected as this costs an additional £2.8m (over the preferred option) but this additional spend leads to an increased over delivery of risk and service level reductions compared to start of RIIO-GD3 levels that is not justifiable for the associated increase in cost. It is also misaligned with our customers’ expectations around keeping bills as low as possible. For these reasons it has been discounted.
Expenditure Profile - Summary
| 2027 | 2028 | 2029 | 2030 | 2031 | Post RIIO3
| (£m) | (£m) | (£m) | (£m) | (£m) | (£m)
Capitalised costs | -3.06 | -3.99 | -2.23 | -3 | -3.06 | 0
Non-capitalised costs | -0.00020618 | -0.0001619 | -0.00013437 | -0.0001051 | -7.0979e-05 | -0.0025476
| Asset Class | Unit | Comments
Output | Fisal Meter Upgrade - Meter | 5 | Please see further discussion in A22.e NGN RIIO-GD3 Investment Decision Pack - Offtakes & PRS - Odorant & Metering EJP
| Fisal Meter Upgrade - FWACV - Refurbishment | 8
| Fisal Meter Upgrade - FWACV - replacement - associated with meter upgrade | 5
| Fisal Meter Upgrade - E&I | 5
| Fisal Meter Upgrade - Building Replacement | 3
| Odorant Injection System Upgrades (excl. tanks) - Replace | 20
| Calorimeter Sampling Point upgrade | 5
Financial Costs
Inputs
|  |  |  | RIIO3 |  |  |  |  | RIIO4 |  |  |  |  | RIIO5 |  |  |  |  | RIIO6 |  |  |  |  | RIIO7 |  |  |  |  | RIIO8 |  |  |  |  | RIIO9 |  |  |  |  | RIIO10 |  |  |  |  | RIIO11 |  |  |  |  | RIIO12
|  |  |  | 1 | 2 | 3 | 4 | 5 | 6 | 7 | 8 | 9 | 10 | 11 | 12 | 13 | 14 | 15 | 16 | 17 | 18 | 19 | 20 | 21 | 22 | 23 | 24 | 25 | 26 | 27 | 28 | 29 | 30 | 31 | 32 | 33 | 34 | 35 | 36 | 37 | 38 | 39 | 40 | 41 | 42 | 43 | 44 | 45 | 46 | 47 | 48 | 49 | 50
| Asset Class | Intervention type |  | 2027 | 2028 | 2029 | 2030 | 2031 | 2032 | 2033 | 2034 | 2035 | 2036 | 2037 | 2038 | 2039 | 2040 | 2041 | 2042 | 2043 | 2044 | 2045 | 2046 | 2047 | 2048 | 2049 | 2050 | 2051 | 2052 | 2053 | 2054 | 2055 | 2056 | 2057 | 2058 | 2059 | 2060 | 2061 | 2062 | 2063 | 2064 | 2065 | 2066 | 2067 | 2068 | 2069 | 2070 | 2071 | 2072 | 2073 | 2074 | 2075 | 2076
Capex/Repex | Offtakes & PRS - Odorant & metering - Offtake Metering System | Replacement | £m | RIIO3 1 2027: -1.05; RIIO3 2 2028: -1.82; RIIO3 3 2029: -0.28; RIIO3 4 2030: -1.05; RIIO3 5 2031: -1.05
| Offtakes & PRS - Odorant & metering - Offtake Odorisation System | Replacement | £m | RIIO3 1 2027: -1.4; RIIO3 2 2028: -1.4; RIIO3 3 2029: -1.4; RIIO3 4 2030: -1.4; RIIO3 5 2031: -1.4
| Offtakes & PRS - Odorant & metering - Offtake Metering System | Refurbishment - partial | £m | RIIO3 1 2027: -0.17; RIIO3 2 2028: -0.33; RIIO3 3 2029: -0.33; RIIO3 4 2030: -0.33; RIIO3 5 2031: -0.17
| Offtakes & PRS - Odorant & metering - Offtake Metering System |  | £m | RIIO3 1 2027: -0.44; RIIO3 2 2028: -0.44; RIIO3 3 2029: -0.22; RIIO3 4 2030: -0.22; RIIO3 5 2031: -0.44
£m
£m
£m
£m
£m
£m
| Total Capex | (1) | £m | -3.06 | -3.99 | -2.23 | -3 | -3.06 | 0 | 0 | 0 | 0 | 0 | 0 | 0 | 0 | 0 | 0 | 0 | 0 | 0 | 0 | 0 | 0 | 0 | 0 | 0 | 0 | 0 | 0 | 0 | 0 | 0 | 0 | 0 | 0 | 0 | 0 | 0 | 0 | 0 | 0 | 0 | 0 | 0 | 0 | 0 | 0 | 0 | 0 | 0 | 0 | 0
Associated direct opex |  |  | £m
£m
£m
£m
£m
| Total Opex |  | £m | 0 | 0 | 0 | 0 | 0 | 0 | 0 | 0 | 0 | 0 | 0 | 0 | 0 | 0 | 0 | 0 | 0 | 0 | 0 | 0 | 0 | 0 | 0 | 0 | 0 | 0 | 0 | 0 | 0 | 0 | 0 | 0 | 0 | 0 | 0 | 0 | 0 | 0 | 0 | 0 | 0 | 0 | 0 | 0 | 0 | 0 | 0 | 0 | 0 | 0
Pass through costs | Leakage |  | £m | -0.00020618 | -0.0001619 | -0.00013437 | -0.0001051 | -7.0979e-05 | -3.4882e-05 | -3.4904e-05 | -3.5065e-05 | -3.5319e-05 | -3.5668e-05 | -3.6118e-05 | -3.6675e-05 | -3.7261e-05 | -3.7878e-05 | -3.8528e-05 | -3.9212e-05 | -3.9931e-05 | -4.0689e-05 | -4.1486e-05 | -4.2325e-05 | -4.3208e-05 | -4.4137e-05 | -4.5115e-05 | -4.6145e-05 | -4.7013e-05 | -4.8143e-05 | -4.9331e-05 | -5.0582e-05 | -5.1898e-05 | -5.3284e-05 | -5.4742e-05 | -5.6277e-05 | -5.7893e-05 | -5.9593e-05 | -6.1383e-05 | -6.3267e-05 | -6.5249e-05 | -6.7336e-05 | -6.9532e-05 | -7.1843e-05 | -7.4276e-05 | -7.6837e-05 | -7.9532e-05 | -8.2368e-05 | -8.5353e-05 | -8.8496e-05 | -9.1803e-05 | -9.5283e-05 | -9.8947e-05 | -0.00010275
£m
| Total Pass Through Costs |  | £m | -0.00020618 | -0.0001619 | -0.00013437 | -0.0001051 | -7.0979e-05 | -3.4882e-05 | -3.4904e-05 | -3.5065e-05 | -3.5319e-05 | -3.5668e-05 | -3.6118e-05 | -3.6675e-05 | -3.7261e-05 | -3.7878e-05 | -3.8528e-05 | -3.9212e-05 | -3.9931e-05 | -4.0689e-05 | -4.1486e-05 | -4.2325e-05 | -4.3208e-05 | -4.4137e-05 | -4.5115e-05 | -4.6145e-05 | -4.7013e-05 | -4.8143e-05 | -4.9331e-05 | -5.0582e-05 | -5.1898e-05 | -5.3284e-05 | -5.4742e-05 | -5.6277e-05 | -5.7893e-05 | -5.9593e-05 | -6.1383e-05 | -6.3267e-05 | -6.5249e-05 | -6.7336e-05 | -6.9532e-05 | -7.1843e-05 | -7.4276e-05 | -7.6837e-05 | -7.9532e-05 | -8.2368e-05 | -8.5353e-05 | -8.8496e-05 | -9.1803e-05 | -9.5283e-05 | -9.8947e-05 | -0.00010275
Annual cost calculations |  |  |  | 2027 | 2028 | 2029 | 2030 | 2031 | 2032 | 2033 | 2034 | 2035 | 2036 | 2037 | 2038 | 2039 | 2040 | 2041 | 2042 | 2043 | 2044 | 2045 | 2046 | 2047 | 2048 | 2049 | 2050 | 2051 | 2052 | 2053 | 2054 | 2055 | 2056 | 2057 | 2058 | 2059 | 2060 | 2061 | 2062 | 2063 | 2064 | 2065 | 2066 | 2067 | 2068 | 2069 | 2070 | 2071 | 2072 | 2073 | 2074 | 2075 | 2076
| Capitalisation rates | (2) | % | 33.7% | 33.7% | 33.7% | 33.7% | 33.7% | 33.7% | 33.7% | 33.7% | 33.7% | 33.7% | 33.7% | 33.7% | 33.7% | 33.7% | 33.7% | 33.7% | 33.7% | 33.7% | 33.7% | 33.7% | 33.7% | 33.7% | 33.7% | 0% | 0% | 0% | 0% | 0% | 0% | 0% | 0% | 0% | 0% | 0% | 0% | 0% | 0% | 0% | 0% | 0% | 0% | 0% | 0% | 0% | 0% | 0% | 0% | 0% | 0% | 0%
| Capitalised investment | (3)=(1)x(2) | £m | -1.0312 | -1.3446 | -0.75151 | -1.011 | -1.0312 | 0 | 0 | 0 | 0 | 0 | 0 | 0 | 0 | 0 | 0 | 0 | 0 | 0 | 0 | 0 | 0 | 0 | 0 | 0 | 0 | 0 | 0 | 0 | 0 | 0 | 0 | 0 | 0 | 0 | 0 | 0 | 0 | 0 | 0 | 0 | 0 | 0 | 0 | 0 | 0 | 0 | 0 | 0 | 0 | 0
| Investment to be expensed | (4)=(1)-(3) | £m | -2.0288 | -2.6454 | -1.4785 | -1.989 | -2.0288 | 0 | 0 | 0 | 0 | 0 | 0 | 0 | 0 | 0 | 0 | 0 | 0 | 0 | 0 | 0 | 0 | 0 | 0 | 0 | 0 | 0 | 0 | 0 | 0 | 0 | 0 | 0 | 0 | 0 | 0 | 0 | 0 | 0 | 0 | 0 | 0 | 0 | 0 | 0 | 0 | 0 | 0 | 0 | 0 | 0
| 2027 Depreciation | (5)2027=(3)2027*Dep_ratet | £m |  | -0.085935 | -0.082199 | -0.078462 | -0.074726 | -0.07099 | -0.067253 | -0.063517 | -0.059781 | -0.056045 | -0.052308 | -0.048572 | -0.044836 | -0.041099 | -0.037363 | -0.033627 | -0.02989 | -0.026154 | -0.022418 | -0.018682 | -0.014945 | -0.011209 | -0.0074726 | -0.0037363 | 0 | 0 | 0 | 0 | 0 | 0 | 0 | 0 | 0 | 0 | 0 | 0 | 0 | 0 | 0 | 0 | 0 | 0 | 0 | 0 | 0 | 0 | 0 | 0 | 0 | 0
| 2028 Depreciation | (5)2028=(3)2028*Dep_ratet | £m |  |  | -0.11692 | -0.11161 | -0.10629 | -0.10098 | -0.095665 | -0.090351 | -0.085036 | -0.079721 | -0.074406 | -0.069092 | -0.063777 | -0.058462 | -0.053147 | -0.047833 | -0.042518 | -0.037203 | -0.031888 | -0.026574 | -0.021259 | -0.015944 | -0.010629 | -0.0053147 | 0 | 0 | 0 | 0 | 0 | 0 | 0 | 0 | 0 | 0 | 0 | 0 | 0 | 0 | 0 | 0 | 0 | 0 | 0 | 0 | 0 | 0 | 0 | 0 | 0 | 0
| 2029 Depreciation | (5)2029=(3)2029*Dep_ratet | £m |  |  |  | -0.068319 | -0.065066 | -0.061813 | -0.058559 | -0.055306 | -0.052053 | -0.048799 | -0.045546 | -0.042293 | -0.039039 | -0.035786 | -0.032533 | -0.02928 | -0.026026 | -0.022773 | -0.01952 | -0.016266 | -0.013013 | -0.0097599 | -0.0065066 | -0.0032533 | 0 | 0 | 0 | 0 | 0 | 0 | 0 | 0 | 0 | 0 | 0 | 0 | 0 | 0 | 0 | 0 | 0 | 0 | 0 | 0 | 0 | 0 | 0 | 0 | 0 | 0
| 2030 Depreciation | (5)2030=(3)2030*Dep_ratet | £m |  |  |  |  | -0.096286 | -0.091471 | -0.086657 | -0.081843 | -0.077029 | -0.072214 | -0.0674 | -0.062586 | -0.057771 | -0.052957 | -0.048143 | -0.043329 | -0.038514 | -0.0337 | -0.028886 | -0.024071 | -0.019257 | -0.014443 | -0.0096286 | -0.0048143 | 0 | 0 | 0 | 0 | 0 | 0 | 0 | 0 | 0 | 0 | 0 | 0 | 0 | 0 | 0 | 0 | 0 | 0 | 0 | 0 | 0 | 0 | 0 | 0 | 0 | 0
| 2031 Depreciation | (5)2031=(3)2031*Dep_ratet | £m | [5 empty] | -0.10312 | -0.097695 | -0.092267 | -0.08684 | -0.081412 | -0.075985 | -0.070557 | -0.06513 | -0.059702 | -0.054275 | -0.048847 | -0.04342 | -0.037992 | -0.032565 | -0.027137 | -0.02171 | -0.016282 | -0.010855 | -0.0054275 | 0 | 0 | 0 | 0 | 0 | 0 | 0 | 0 | 0 | 0 | 0 | 0 | 0 | 0 | 0 | 0 | 0 | 0 | 0 | 0 | 0 | 0 | 0 | 0 | 0 | 0
| 2032 Depreciation | (5)2032=(3)2032*Dep_ratet | £m | [6 empty] | 0 | 0 | 0 | 0 | 0 | 0 | 0 | 0 | 0 | 0 | 0 | 0 | 0 | 0 | 0 | 0 | 0 | 0 | 0 | 0 | 0 | 0 | 0 | 0 | 0 | 0 | 0 | 0 | 0 | 0 | 0 | 0 | 0 | 0 | 0 | 0 | 0 | 0 | 0 | 0 | 0 | 0 | 0 | 0
| 2033 Depreciation | (5)2033=(3)2033*Dep_ratet | £m | [7 empty] | 0 | 0 | 0 | 0 | 0 | 0 | 0 | 0 | 0 | 0 | 0 | 0 | 0 | 0 | 0 | 0 | 0 | 0 | 0 | 0 | 0 | 0 | 0 | 0 | 0 | 0 | 0 | 0 | 0 | 0 | 0 | 0 | 0 | 0 | 0 | 0 | 0 | 0 | 0 | 0 | 0 | 0 | 0
| 2034 Depreciation | (5)2034=(3)2034*Dep_ratet | £m | [8 empty] | 0 | 0 | 0 | 0 | 0 | 0 | 0 | 0 | 0 | 0 | 0 | 0 | 0 | 0 | 0 | 0 | 0 | 0 | 0 | 0 | 0 | 0 | 0 | 0 | 0 | 0 | 0 | 0 | 0 | 0 | 0 | 0 | 0 | 0 | 0 | 0 | 0 | 0 | 0 | 0 | 0 | 0
| 2035 Depreciation | (5)2035=(3)2035*Dep_ratet | £m | [9 empty] | 0 | 0 | 0 | 0 | 0 | 0 | 0 | 0 | 0 | 0 | 0 | 0 | 0 | 0 | 0 | 0 | 0 | 0 | 0 | 0 | 0 | 0 | 0 | 0 | 0 | 0 | 0 | 0 | 0 | 0 | 0 | 0 | 0 | 0 | 0 | 0 | 0 | 0 | 0 | 0 | 0
| 2036 Depreciation | (5)2036=(3)2036*Dep_ratet | £m | [10 empty] | 0 | 0 | 0 | 0 | 0 | 0 | 0 | 0 | 0 | 0 | 0 | 0 | 0 | 0 | 0 | 0 | 0 | 0 | 0 | 0 | 0 | 0 | 0 | 0 | 0 | 0 | 0 | 0 | 0 | 0 | 0 | 0 | 0 | 0 | 0 | 0 | 0 | 0 | 0 | 0
| 2037 Depreciation | (5)2037=(3)2037*Dep_ratet | £m | [11 empty] | 0 | 0 | 0 | 0 | 0 | 0 | 0 | 0 | 0 | 0 | 0 | 0 | 0 | 0 | 0 | 0 | 0 | 0 | 0 | 0 | 0 | 0 | 0 | 0 | 0 | 0 | 0 | 0 | 0 | 0 | 0 | 0 | 0 | 0 | 0 | 0 | 0 | 0 | 0
| 2038 Depreciation | (5)2038=(3)2038*Dep_ratet | £m | [12 empty] | 0 | 0 | 0 | 0 | 0 | 0 | 0 | 0 | 0 | 0 | 0 | 0 | 0 | 0 | 0 | 0 | 0 | 0 | 0 | 0 | 0 | 0 | 0 | 0 | 0 | 0 | 0 | 0 | 0 | 0 | 0 | 0 | 0 | 0 | 0 | 0 | 0 | 0
| 2039 Depreciation | (5)2039=(3)2039*Dep_ratet | £m | [13 empty] | 0 | 0 | 0 | 0 | 0 | 0 | 0 | 0 | 0 | 0 | 0 | 0 | 0 | 0 | 0 | 0 | 0 | 0 | 0 | 0 | 0 | 0 | 0 | 0 | 0 | 0 | 0 | 0 | 0 | 0 | 0 | 0 | 0 | 0 | 0 | 0 | 0
| 2040 Depreciation | (5)2040=(3)2040*Dep_ratet | £m | [14 empty] | 0 | 0 | 0 | 0 | 0 | 0 | 0 | 0 | 0 | 0 | 0 | 0 | 0 | 0 | 0 | 0 | 0 | 0 | 0 | 0 | 0 | 0 | 0 | 0 | 0 | 0 | 0 | 0 | 0 | 0 | 0 | 0 | 0 | 0 | 0 | 0
| 2041 Depreciation | (5)2041=(3)2041*Dep_ratet | £m | [15 empty] | 0 | 0 | 0 | 0 | 0 | 0 | 0 | 0 | 0 | 0 | 0 | 0 | 0 | 0 | 0 | 0 | 0 | 0 | 0 | 0 | 0 | 0 | 0 | 0 | 0 | 0 | 0 | 0 | 0 | 0 | 0 | 0 | 0 | 0 | 0
| 2042 Depreciation | (5)2042=(3)2042*Dep_ratet | £m | [16 empty] | 0 | 0 | 0 | 0 | 0 | 0 | 0 | 0 | 0 | 0 | 0 | 0 | 0 | 0 | 0 | 0 | 0 | 0 | 0 | 0 | 0 | 0 | 0 | 0 | 0 | 0 | 0 | 0 | 0 | 0 | 0 | 0 | 0 | 0
| 2043 Depreciation | (5)2043=(3)2043*Dep_ratet | £m | [17 empty] | 0 | 0 | 0 | 0 | 0 | 0 | 0 | 0 | 0 | 0 | 0 | 0 | 0 | 0 | 0 | 0 | 0 | 0 | 0 | 0 | 0 | 0 | 0 | 0 | 0 | 0 | 0 | 0 | 0 | 0 | 0 | 0 | 0
| 2044 Depreciation | (5)2044=(3)2044*Dep_ratet | £m | [18 empty] | 0 | 0 | 0 | 0 | 0 | 0 | 0 | 0 | 0 | 0 | 0 | 0 | 0 | 0 | 0 | 0 | 0 | 0 | 0 | 0 | 0 | 0 | 0 | 0 | 0 | 0 | 0 | 0 | 0 | 0 | 0 | 0
| 2045 Depreciation | (5)2045=(3)2045*Dep_ratet | £m | [19 empty] | 0 | 0 | 0 | 0 | 0 | 0 | 0 | 0 | 0 | 0 | 0 | 0 | 0 | 0 | 0 | 0 | 0 | 0 | 0 | 0 | 0 | 0 | 0 | 0 | 0 | 0 | 0 | 0 | 0 | 0 | 0
| 2046 Depreciation | (5)2046=(3)2046*Dep_ratet | £m | [20 empty] | 0 | 0 | 0 | 0 | 0 | 0 | 0 | 0 | 0 | 0 | 0 | 0 | 0 | 0 | 0 | 0 | 0 | 0 | 0 | 0 | 0 | 0 | 0 | 0 | 0 | 0 | 0 | 0 | 0 | 0
| 2047 Depreciation | (5)2047=(3)2047*Dep_ratet | £m | 2048: 0; 2049: 0; 2050: 0; 2051: 0; 2052: 0; 2053: 0; 2054: 0; 2055: 0; 2056: 0; 2057: 0; 2058: 0; 2059: 0; 2060: 0; 2061: 0; 2062: 0; 2063: 0; 2064: 0; 2065: 0; 2066: 0; 2067: 0; 2068: 0; 2069: 0; 2070: 0; 2071: 0; 2072: 0; 2073: 0; 2074: 0; 2075: 0; 2076: 0
| 2048 Depreciation | (5)2048=(3)2048*Dep_ratet | £m | 2049: 0; 2050: 0; 2051: 0; 2052: 0; 2053: 0; 2054: 0; 2055: 0; 2056: 0; 2057: 0; 2058: 0; 2059: 0; 2060: 0; 2061: 0; 2062: 0; 2063: 0; 2064: 0; 2065: 0; 2066: 0; 2067: 0; 2068: 0; 2069: 0; 2070: 0; 2071: 0; 2072: 0; 2073: 0; 2074: 0; 2075: 0; 2076: 0
| 2049 Depreciation | (5)2049=(3)2049*Dep_ratet | £m | 2050: 0; 2051: 0; 2052: 0; 2053: 0; 2054: 0; 2055: 0; 2056: 0; 2057: 0; 2058: 0; 2059: 0; 2060: 0; 2061: 0; 2062: 0; 2063: 0; 2064: 0; 2065: 0; 2066: 0; 2067: 0; 2068: 0; 2069: 0; 2070: 0; 2071: 0; 2072: 0; 2073: 0; 2074: 0; 2075: 0; 2076: 0
| 2050 Depreciation | (5)2050=(3)2050*Dep_ratet | £m
| 2051 Depreciation | (5)2051=(3)2051*Dep_ratet | £m
| 2052 Depreciation | (5)2052=(3)2052*Dep_ratet | £m
| 2053 Depreciation | (5)2053=(3)2053*Dep_ratet | £m
| 2054 Depreciation | (5)2054=(3)2054*Dep_ratet | £m
| 2055 Depreciation | (5)2055=(3)2055*Dep_ratet | £m
| 2056 Depreciation | (5)2056=(3)2056*Dep_ratet | £m
| 2057 Depreciation | (5)2057=(3)2057*Dep_ratet | £m
| 2058 Depreciation | (5)2058=(3)2058*Dep_ratet | £m
| 2059 Depreciation | (5)2059=(3)2059*Dep_ratet | £m
| 2060 Depreciation | (5)2060=(3)2060*Dep_ratet | £m
| 2061 Depreciation | (5)2061=(3)2061*Dep_ratet | £m
| 2062 Depreciation | (5)2062=(3)2062*Dep_ratet | £m
| 2063 Depreciation | (5)2063=(3)2063*Dep_ratet | £m
| 2064 Depreciation | (5)2064=(3)2064*Dep_ratet | £m
| 2065 Depreciation | (5)2065=(3)2065*Dep_ratet | £m
| 2066 Depreciation | (5)2066=(3)2066*Dep_ratet | £m
| 2067 Depreciation | (5)2067=(3)2067*Dep_ratet | £m
| 2068 Depreciation | (5)2068=(3)2068*Dep_ratet | £m
| 2069 Depreciation | (5)2069=(3)2069*Dep_ratet | £m
| 2070 Depreciation | (5)2070=(3)2070*Dep_ratet | £m
| Depreciation | (5)=∑(5)t | £m | 0 | -0.085935 | -0.19912 | -0.25839 | -0.34237 | -0.42838 | -0.40583 | -0.38328 | -0.36074 | -0.33819 | -0.31565 | -0.2931 | -0.27055 | -0.24801 | -0.22546 | -0.20291 | -0.18037 | -0.15782 | -0.13528 | -0.11273 | -0.090184 | -0.067638 | -0.045092 | -0.022546 | 0 | 0 | 0 | 0 | 0 | 0 | 0 | 0 | 0 | 0 | 0 | 0 | 0 | 0 | 0 | 0 | 0 | 0 | 0 | 0 | 0 | 0 | 0 | 0 | 0 | 0
| Opening RAV balance | (6op)t=(6cl)t-1 | £m | 0 | -1.0312 | -2.2899 | -2.8423 | -3.5949 | -4.2838 | -3.8554 | -3.4496 | -3.0663 | -2.7055 | -2.3673 | -2.0517 | -1.7586 | -1.488 | -1.24 | -1.0146 | -0.81166 | -0.63129 | -0.47347 | -0.33819 | -0.22546 | -0.13528 | -0.067638 | -0.022546 | 9.6451e-16 | 9.6451e-16 | 9.6451e-16 | 9.6451e-16 | 9.6451e-16 | 9.6451e-16 | 9.6451e-16 | 9.6451e-16 | 9.6451e-16 | 9.6451e-16 | 9.6451e-16 | 9.6451e-16 | 9.6451e-16 | 9.6451e-16 | 9.6451e-16 | 9.6451e-16 | 9.6451e-16 | 9.6451e-16 | 9.6451e-16 | 9.6451e-16 | 9.6451e-16 | 9.6451e-16 | 9.6451e-16 | 9.6451e-16 | 9.6451e-16 | 9.6451e-16
| Discounted RAV balance | (6D)=(6cl)*(1/1+WACC)) | £m | -0.99232 | -2.2035 | -2.7351 | -3.4593 | -4.1222 | -3.71 | -3.3194 | -2.9506 | -2.6035 | -2.278 | -1.9743 | -1.6923 | -1.4319 | -1.1933 | -0.9763 | -0.78104 | -0.60748 | -0.45561 | -0.32543 | -0.21696 | -0.13017 | -0.065087 | -0.021696 | 9.2812e-16 | 9.2812e-16 | 9.2812e-16 | 9.2812e-16 | 9.2812e-16 | 9.2812e-16 | 9.2812e-16 | 9.2812e-16 | 9.2812e-16 | 9.2812e-16 | 9.2812e-16 | 9.2812e-16 | 9.2812e-16 | 9.2812e-16 | 9.2812e-16 | 9.2812e-16 | 9.2812e-16 | 9.2812e-16 | 9.2812e-16 | 9.2812e-16 | 9.2812e-16 | 9.2812e-16 | 9.2812e-16 | 9.2812e-16 | 9.2812e-16 | 9.2812e-16 | 9.2812e-16
| Closing RAV balance | (6cl)=(3)-(5)+(6op) | £m | -1.0312 | -2.2899 | -2.8423 | -3.5949 | -4.2838 | -3.8554 | -3.4496 | -3.0663 | -2.7055 | -2.3673 | -2.0517 | -1.7586 | -1.488 | -1.24 | -1.0146 | -0.81166 | -0.63129 | -0.47347 | -0.33819 | -0.22546 | -0.13528 | -0.067638 | -0.022546 | 9.6451e-16 | 9.6451e-16 | 9.6451e-16 | 9.6451e-16 | 9.6451e-16 | 9.6451e-16 | 9.6451e-16 | 9.6451e-16 | 9.6451e-16 | 9.6451e-16 | 9.6451e-16 | 9.6451e-16 | 9.6451e-16 | 9.6451e-16 | 9.6451e-16 | 9.6451e-16 | 9.6451e-16 | 9.6451e-16 | 9.6451e-16 | 9.6451e-16 | 9.6451e-16 | 9.6451e-16 | 9.6451e-16 | 9.6451e-16 | 9.6451e-16 | 9.6451e-16 | 9.6451e-16
| Cost of Capital | (6)=avg[(6D),(6op)]xWACC | £m | -0.019449 | -0.063401 | -0.09849 | -0.12351 | -0.15125 | -0.15668 | -0.14063 | -0.12544 | -0.11113 | -0.097678 | -0.085096 | -0.073381 | -0.062534 | -0.052554 | -0.04344 | -0.035194 | -0.027815 | -0.021303 | -0.015658 | -0.010881 | -0.0069704 | -0.0039271 | -0.0017509 | -0.0004419 | 3.7096e-17 | 3.7096e-17 | 3.7096e-17 | 3.7096e-17 | 3.7096e-17 | 3.7096e-17 | 3.7096e-17 | 3.7096e-17 | 3.7096e-17 | 3.7096e-17 | 3.7096e-17 | 3.7096e-17 | 3.7096e-17 | 3.7096e-17 | 3.7096e-17 | 3.7096e-17 | 3.7096e-17 | 3.7096e-17 | 3.7096e-17 | 3.7096e-17 | 3.7096e-17 | 3.7096e-17 | 3.7096e-17 | 3.7096e-17 | 3.7096e-17 | 3.7096e-17
| Total Capitalised Costs | (7)=(5)+(6) | £m | -0.019449 | -0.14934 | -0.29761 | -0.3819 | -0.49363 | -0.58505 | -0.54646 | -0.50873 | -0.47186 | -0.43587 | -0.40074 | -0.36648 | -0.33309 | -0.30056 | -0.2689 | -0.23811 | -0.20818 | -0.17913 | -0.15094 | -0.12361 | -0.097155 | -0.071565 | -0.046843 | -0.022988 | 3.7096e-17 | 3.7096e-17 | 3.7096e-17 | 3.7096e-17 | 3.7096e-17 | 3.7096e-17 | 3.7096e-17 | 3.7096e-17 | 3.7096e-17 | 3.7096e-17 | 3.7096e-17 | 3.7096e-17 | 3.7096e-17 | 3.7096e-17 | 3.7096e-17 | 3.7096e-17 | 3.7096e-17 | 3.7096e-17 | 3.7096e-17 | 3.7096e-17 | 3.7096e-17 | 3.7096e-17 | 3.7096e-17 | 3.7096e-17 | 3.7096e-17 | 3.7096e-17
| Total Non-Capitalised Costs |  |  | -2.029 | -2.6455 | -1.4786 | -1.9891 | -2.0289 | -3.4882e-05 | -3.4904e-05 | -3.5065e-05 | -3.5319e-05 | -3.5668e-05 | -3.6118e-05 | -3.6675e-05 | -3.7261e-05 | -3.7878e-05 | -3.8528e-05 | -3.9212e-05 | -3.9931e-05 | -4.0689e-05 | -4.1486e-05 | -4.2325e-05 | -4.3208e-05 | -4.4137e-05 | -4.5115e-05 | -4.6145e-05 | -4.7013e-05 | -4.8143e-05 | -4.9331e-05 | -5.0582e-05 | -5.1898e-05 | -5.3284e-05 | -5.4742e-05 | -5.6277e-05 | -5.7893e-05 | -5.9593e-05 | -6.1383e-05 | -6.3267e-05 | -6.5249e-05 | -6.7336e-05 | -6.9532e-05 | -7.1843e-05 | -7.4276e-05 | -7.6837e-05 | -7.9532e-05 | -8.2368e-05 | -8.5353e-05 | -8.8496e-05 | -9.1803e-05 | -9.5283e-05 | -9.8947e-05 | -0.00010275
| Total Direct Costs |  |  | -2.0484 | -2.7949 | -1.7762 | -2.371 | -2.5225 | -0.58509 | -0.54649 | -0.50876 | -0.4719 | -0.43591 | -0.40078 | -0.36652 | -0.33312 | -0.3006 | -0.26894 | -0.23815 | -0.20822 | -0.17917 | -0.15098 | -0.12365 | -0.097198 | -0.07161 | -0.046888 | -0.023034 | -4.7013e-05 | -4.8143e-05 | -4.9331e-05 | -5.0582e-05 | -5.1898e-05 | -5.3284e-05 | -5.4742e-05 | -5.6277e-05 | -5.7893e-05 | -5.9593e-05 | -6.1383e-05 | -6.3267e-05 | -6.5249e-05 | -6.7336e-05 | -6.9532e-05 | -7.1843e-05 | -7.4276e-05 | -7.6837e-05 | -7.9532e-05 | -8.2368e-05 | -8.5353e-05 | -8.8496e-05 | -9.1803e-05 | -9.5283e-05 | -9.8947e-05 | -0.00010275
Non-Financial Costs/Benefits
Calculated values
| Category | Description |  | 2027 | 2028 | 2029 | 2030 | 2031 | 2032 | 2033 | 2034 | 2035 | 2036 | 2037 | 2038 | 2039 | 2040 | 2041 | 2042 | 2043 | 2044 | 2045 | 2046 | 2047 | 2048 | 2049 | 2050 | 2051 | 2052 | 2053 | 2054 | 2055 | 2056 | 2057 | 2058 | 2059 | 2060 | 2061 | 2062 | 2063 | 2064 | 2065 | 2066 | 2067 | 2068 | 2069 | 2070 | 2071 | 2072 | 2073 | 2074 | 2075 | 2076
Non-financial benefits/costs - values | Environmental | Leakage | £m | -0.0012294 | -0.00098253 | -0.00082683 | -0.00065563 | -0.00045033 | -0.00022501 | -0.00022811 | -0.00023289 | -0.00023832 | -0.0002437 | -0.00025061 | -0.00025837 | -0.00026645 | -0.00027569 | -0.0002845 | -0.00029371 | -0.00030334 | -0.00031427 | -0.00032483 | -0.00033679 | -0.0003484 | -0.00036151 | -0.00037527 | -0.0003897 | -0.0004028 | -0.00041842 | -0.00043495 | -0.0004523 | -0.00047054 | -0.00048973 | -0.00050996 | -0.00053129 | -0.00055376 | -0.00057745 | -0.00060244 | -0.00062882 | -0.00065666 | -0.00068605 | -0.0007171 | -0.0007499 | -0.00078455 | -0.00082118 | -0.0008599 | -0.00090083 | -0.00094413 | -0.00098992 | -0.0010384 | -0.0010896 | -0.0011438 | -0.0012006
| Environmental |  | £m
| Environmental |  | £m
| Safety | Fatality risk | £m | -0.42421 | -0.27911 | -0.21306 | -0.12967 | -0.048319 | -0.026998 | -0.027343 | -0.028117 | -0.02912 | -0.030396 | -0.031925 | -0.033601 | -0.035365 | -0.037222 | -0.039176 | -0.041233 | -0.043398 | -0.045676 | -0.048075 | -0.050599 | -0.053255 | -0.056051 | -0.058994 | -0.062091 | -0.068293 | -0.07188 | -0.075655 | -0.079628 | -0.083809 | -0.088211 | -0.092843 | -0.097719 | -0.10285 | -0.10825 | -0.11394 | -0.11992 | -0.12622 | -0.13285 | -0.13982 | -0.14717 | -0.15489 | -0.16303 | -0.17159 | -0.1806 | -0.19009 | -0.20007 | -0.21058 | -0.22163 | -0.23327 | -0.24552
| Safety | Non-Fatality risk | £m | -0.0063406 | -0.0041718 | -0.0031846 | -0.0019381 | -0.00072221 | -0.00040353 | -0.00040869 | -0.00042026 | -0.00043524 | -0.00045431 | -0.00047717 | -0.00050222 | -0.00052859 | -0.00055634 | -0.00058555 | -0.0006163 | -0.00064865 | -0.00068271 | -0.00071855 | -0.00075628 | -0.00079599 | -0.00083778 | -0.00088176 | -0.00092806 | -0.0010208 | -0.0010744 | -0.0011308 | -0.0011902 | -0.0012527 | -0.0013185 | -0.0013877 | -0.0014606 | -0.0015373 | -0.001618 | -0.001703 | -0.0017924 | -0.0018865 | -0.0019856 | -0.0020899 | -0.0021996 | -0.0023152 | -0.0024367 | -0.0025647 | -0.0026994 | -0.0028412 | -0.0029904 | -0.0031474 | -0.0033127 | -0.0034867 | -0.0036698
| Safety |  | £m
| Safety |  | £m
| Financial | NGN VF Financial Risk | £m | -1.7026 | -1.1378 | -0.8825 | -0.53462 | -0.20442 | -0.11029 | -0.1119 | -0.11521 | -0.11942 | -0.12471 | -0.13101 | -0.13789 | -0.14513 | -0.15275 | -0.16077 | -0.16921 | -0.1781 | -0.18745 | -0.19729 | -0.20765 | -0.21856 | -0.23003 | -0.24211 | -0.25483 | -0.37215 | -0.39173 | -0.41233 | -0.43402 | -0.45684 | -0.48087 | -0.50616 | -0.53278 | -0.56081 | -0.5903 | -0.62135 | -0.654 | -0.68819 | -0.72403 | -0.76164 | -0.80109 | -0.84249 | -0.88605 | -0.93191 | -0.98017 | -1.031 | -1.0845 | -1.1407 | -1.2 | -1.2624 | -1.328
| Financial | NGN VF Customer Risk | £m | -2.8916 | -1.7898 | -1.5249 | -0.70203 | -0.30511 | -0.16699 | -0.16878 | -0.17364 | -0.17957 | -0.18781 | -0.19735 | -0.20772 | -0.21862 | -0.2301 | -0.24219 | -0.2549 | -0.26829 | -0.28238 | -0.29721 | -0.31281 | -0.32924 | -0.34653 | -0.36472 | -0.38387 | -0.51395 | -0.54097 | -0.56941 | -0.59935 | -0.63086 | -0.66402 | -0.69893 | -0.73568 | -0.77436 | -0.81507 | -0.85792 | -0.90302 | -0.9505 | -1.0005 | -1.0531 | -1.1084 | -1.1667 | -1.228 | -1.2926 | -1.3606 | -1.4321 | -1.5074 | -1.5866 | -1.6701 | -1.7579 | -1.8503
| Financial | NGN VF Compliance Risk | £m | -1.2851 | -0.88404 | -0.69998 | -0.46931 | -0.14271 | -0.082354 | -0.083689 | -0.086235 | -0.089442 | -0.09343 | -0.098148 | -0.1033 | -0.10873 | -0.11444 | -0.12045 | -0.12678 | -0.13344 | -0.14045 | -0.14783 | -0.1556 | -0.16377 | -0.17237 | -0.18143 | -0.19096 | -0.20909 | -0.22008 | -0.23164 | -0.24381 | -0.25662 | -0.27011 | -0.2843 | -0.29924 | -0.31496 | -0.33151 | -0.34893 | -0.36726 | -0.38656 | -0.40687 | -0.42825 | -0.45075 | -0.47444 | -0.49937 | -0.52561 | -0.55322 | -0.58229 | -0.61289 | -0.64509 | -0.67899 | -0.71466 | -0.75221
| Other |  | £m
| Other |  | £m
Inputs
| Category | Description |  | 2027 | 2028 | 2029 | 2030 | 2031 | 2032 | 2033 | 2034 | 2035 | 2036 | 2037 | 2038 | 2039 | 2040 | 2041 | 2042 | 2043 | 2044 | 2045 | 2046 | 2047 | 2048 | 2049 | 2050 | 2051 | 2052 | 2053 | 2054 | 2055 | 2056 | 2057 | 2058 | 2059 | 2060 | 2061 | 2062 | 2063 | 2064 | 2065 | 2066 | 2067 | 2068 | 2069 | 2070 | 2071 | 2072 | 2073 | 2074 | 2075 | 2076
Non-financial benefits/costs - inputs | Environmental | Leakage | GWh | 0.0030189 | 0.0023705 | 0.0019673 | 0.0015388 | 0.0010393 | 0.00051074 | 0.00051105 | 0.00051341 | 0.00051713 | 0.00052223 | 0.00052882 | 0.00053698 | 0.00054557 | 0.0005546 | 0.00056411 | 0.00057412 | 0.00058466 | 0.00059575 | 0.00060742 | 0.0006197 | 0.00063263 | 0.00064624 | 0.00066056 | 0.00067564 | 0.00068835 | 0.00070489 | 0.00072229 | 0.0007406 | 0.00075988 | 0.00078017 | 0.00080152 | 0.000824 | 0.00084765 | 0.00087255 | 0.00089875 | 0.00092633 | 0.00095536 | 0.00098591 | 0.0010181 | 0.0010519 | 0.0010875 | 0.001125 | 0.0011645 | 0.001206 | 0.0012497 | 0.0012957 | 0.0013441 | 0.0013951 | 0.0014487 | 0.0015044
Environmental
Environmental
| Safety | Fatality risk |  | 0.018937 | 0.012459 | 0.0095111 | 0.0057883 | 0.002157 | 0.0012052 | 0.0012206 | 0.0012552 | 0.0012999 | 0.0013569 | 0.0014251 | 0.0014999 | 0.0015787 | 0.0016616 | 0.0017488 | 0.0018406 | 0.0019373 | 0.002039 | 0.002146 | 0.0022587 | 0.0023773 | 0.0025021 | 0.0026335 | 0.0027717 | 0.0030486 | 0.0032087 | 0.0033772 | 0.0035546 | 0.0037412 | 0.0039377 | 0.0041445 | 0.0043622 | 0.0045912 | 0.0048324 | 0.0050861 | 0.0053532 | 0.0056344 | 0.0059303 | 0.0062417 | 0.0065695 | 0.0069145 | 0.0072776 | 0.0076598 | 0.008062 | 0.0084854 | 0.0089311 | 0.0094001 | 0.0098937 | 0.010413 | 0.01096
| Safety | Non-Fatality risk |  | 0.042082 | 0.027688 | 0.021136 | 0.012863 | 0.0047932 | 0.0026782 | 0.0027124 | 0.0027892 | 0.0028887 | 0.0030152 | 0.0031669 | 0.0033332 | 0.0035082 | 0.0036924 | 0.0038863 | 0.0040903 | 0.0043051 | 0.0045311 | 0.004769 | 0.0050194 | 0.0052829 | 0.0055603 | 0.0058522 | 0.0061594 | 0.0067747 | 0.0071305 | 0.0075049 | 0.007899 | 0.0083139 | 0.0087505 | 0.00921 | 0.0096937 | 0.010203 | 0.010739 | 0.011303 | 0.011896 | 0.012521 | 0.013178 | 0.01387 | 0.014599 | 0.015366 | 0.016172 | 0.017022 | 0.017916 | 0.018857 | 0.019847 | 0.020889 | 0.021986 | 0.023141 | 0.024356
Safety
Safety
Other
Other
Other
Other
Other
Alternative carbon calculations |  |  |  | 2027 | 2028 | 2029 | 2030 | 2031 | 2032 | 2033 | 2034 | 2035 | 2036 | 2037 | 2038 | 2039 | 2040 | 2041 | 2042 | 2043 | 2044 | 2045 | 2046 | 2047 | 2048 | 2049 | 2050 | 2051 | 2052 | 2053 | 2054 | 2055 | 2056 | 2057 | 2058 | 2059 | 2060 | 2061 | 2062 | 2063 | 2064 | 2065 | 2066 | 2067 | 2068 | 2069 | 2070 | 2071 | 2072 | 2073 | 2074 | 2075 | 2076
Environmental costs - low CO2 cost | Environmental | Leakage | £m | -0.00061567 | -0.0004908 | -0.00041353 | -0.00032837 | -0.00022515 | -0.00011234 | -0.00011412 | -0.00011639 | -0.00011902 | -0.00012202 | -0.00012544 | -0.00012932 | -0.00013339 | -0.00013766 | -0.00014212 | -0.00014681 | -0.00015175 | -0.00015695 | -0.00016242 | -0.00016819 | -0.00017428 | -0.0001807 | -0.00018747 | -0.00019463 | -0.00020114 | -0.0002089 | -0.00021708 | -0.00022569 | -0.00023474 | -0.00024426 | -0.0002543 | -0.00026487 | -0.00027602 | -0.00028777 | -0.00030016 | -0.00031325 | -0.00032705 | -0.00034163 | -0.00035703 | -0.00037329 | -0.00039048 | -0.00040864 | -0.00042784 | -0.00044813 | -0.0004696 | -0.0004923 | -0.00051631 | -0.00054172 | -0.0005686 | -0.00059674
| Environmental |  | £m
| Environmental |  | £m
Environmental costs - high CO2 cost | Environmental | Leakage | £m | -0.001847 | -0.0014724 | -0.0012406 | -0.00098512 | -0.00067546 | -0.00033701 | -0.00034235 | -0.00034917 | -0.00035706 | -0.00036607 | -0.00037633 | -0.00038796 | -0.00040016 | -0.00041298 | -0.00042637 | -0.00044044 | -0.00045525 | -0.00047085 | -0.00048727 | -0.00050458 | -0.00052284 | -0.00054209 | -0.00056242 | -0.00058388 | -0.00060341 | -0.00062671 | -0.00065125 | -0.00067706 | -0.00070421 | -0.00073278 | -0.00076289 | -0.00079461 | -0.00082805 | -0.0008633 | -0.00090049 | -0.00093974 | -0.00098116 | -0.0010249 | -0.0010711 | -0.0011199 | -0.0011714 | -0.0012259 | -0.0012835 | -0.0013444 | -0.0014088 | -0.0014769 | -0.0015489 | -0.0016251 | -0.0017058 | -0.0017902
| Environmental |  | £m
| Environmental |  | £m
Net Present Values
Discount factors and summary
|  |  |  | 2027 | 2028 | 2029 | 2030 | 2031 | 2032 | 2033 | 2034 | 2035 | 2036 | 2037 | 2038 | 2039 | 2040 | 2041 | 2042 | 2043 | 2044 | 2045 | 2046 | 2047 | 2048 | 2049 | 2050 | 2051 | 2052 | 2053 | 2054 | 2055 | 2056 | 2057 | 2058 | 2059 | 2060 | 2061 | 2062 | 2063 | 2064 | 2065 | 2066 | 2067 | 2068 | 2069 | 2070 | 2071 | 2072 | 2073 | 2074 | 2075 | 2076
Discount factors | Discount factor (Non-Safety) | =1/[(1+SRTP)^n] | % | 100% | 96.62% | 93.35% | 90.19% | 87.14% | 84.2% | 81.35% | 78.6% | 75.94% | 73.37% | 70.89% | 68.49% | 66.18% | 63.94% | 61.78% | 59.69% | 57.67% | 55.72% | 53.84% | 52.02% | 50.26% | 48.56% | 46.92% | 45.33% | 43.8% | 42.31% | 40.88% | 39.5% | 38.17% | 36.87% | 35.63% | 34.59% | 33.58% | 32.6% | 31.65% | 30.73% | 29.84% | 28.97% | 28.12% | 27.31% | 26.51% | 25.74% | 24.99% | 24.26% | 23.55% | 22.87% | 22.2% | 21.56% | 20.93% | 20.32%
| Discount factor (Safety) | =1/[(1+HDR)^n] | % | 100% | 98.52% | 97.07% | 95.63% | 94.22% | 92.83% | 91.45% | 90.1% | 88.77% | 87.46% | 86.17% | 84.89% | 83.64% | 82.4% | 81.18% | 79.99% | 78.8% | 77.64% | 76.49% | 75.36% | 74.25% | 73.15% | 72.07% | 71% | 69.95% | 68.92% | 67.9% | 66.9% | 65.91% | 64.94% | 63.98% | 63.16% | 62.36% | 61.57% | 60.79% | 60.02% | 59.25% | 58.5% | 57.76% | 57.03% | 56.3% | 55.59% | 54.88% | 54.18% | 53.5% | 52.82% | 52.15% | 51.48% | 50.83% | 50.19%
Summary of discounted costs/benefits | Capex |  | £m | -2.0482 | -2.7002 | -1.658 | -2.1384 | -2.1981 | -0.4926 | -0.44454 | -0.39985 | -0.35834 | -0.31981 | -0.28409 | -0.25102 | -0.22043 | -0.19218 | -0.16612 | -0.14213 | -0.12006 | -0.09981 | -0.081258 | -0.064297 | -0.048827 | -0.03475 | -0.021976 | -0.01042 | 1.6246e-17 | 1.5697e-17 | 1.5166e-17 | 1.4653e-17 | 1.4158e-17 | 1.3679e-17 | 1.3216e-17 | 1.2831e-17 | 1.2458e-17 | 1.2095e-17 | 1.1743e-17 | 1.1401e-17 | 1.1068e-17 | 1.0746e-17 | 1.0433e-17 | 1.0129e-17 | 9.8342e-18 | 9.5478e-18 | 9.2697e-18 | 8.9997e-18 | 8.7376e-18 | 8.4831e-18 | 8.236e-18 | 7.9961e-18 | 7.7632e-18 | 7.5371e-18
| Opex |  | £m | 0 | 0 | 0 | 0 | 0 | 0 | 0 | 0 | 0 | 0 | 0 | 0 | 0 | 0 | 0 | 0 | 0 | 0 | 0 | 0 | 0 | 0 | 0 | 0 | 0 | 0 | 0 | 0 | 0 | 0 | 0 | 0 | 0 | 0 | 0 | 0 | 0 | 0 | 0 | 0 | 0 | 0 | 0 | 0 | 0 | 0 | 0 | 0 | 0 | 0
| Pass Through Costs |  | £m | -0.00020618 | -0.00015643 | -0.00012543 | -9.479e-05 | -6.1854e-05 | -2.937e-05 | -2.8394e-05 | -2.7561e-05 | -2.6822e-05 | -2.617e-05 | -2.5604e-05 | -2.512e-05 | -2.4659e-05 | -2.422e-05 | -2.3802e-05 | -2.3405e-05 | -2.3029e-05 | -2.2672e-05 | -2.2334e-05 | -2.2015e-05 | -2.1715e-05 | -2.1432e-05 | -2.1166e-05 | -2.0917e-05 | -2.059e-05 | -2.0371e-05 | -2.0168e-05 | -1.998e-05 | -1.9807e-05 | -1.9648e-05 | -1.9504e-05 | -1.9466e-05 | -1.9442e-05 | -1.943e-05 | -1.9431e-05 | -1.9444e-05 | -1.9469e-05 | -1.9506e-05 | -1.9556e-05 | -1.9617e-05 | -1.9691e-05 | -1.9776e-05 | -1.9874e-05 | -1.9983e-05 | -2.0104e-05 | -2.0237e-05 | -2.0382e-05 | -2.0539e-05 | -2.0707e-05 | -2.0877e-05
| Environmental - central CO2 cost |  | £m | -0.0012294 | -0.00094931 | -0.00077185 | -0.00059134 | -0.00039244 | -0.00018946 | -0.00018557 | -0.00018305 | -0.00018099 | -0.00017881 | -0.00017766 | -0.00017697 | -0.00017633 | -0.00017627 | -0.00017576 | -0.00017531 | -0.00017494 | -0.00017511 | -0.00017487 | -0.00017518 | -0.00017509 | -0.00017554 | -0.00017606 | -0.00017665 | -0.00017641 | -0.00017705 | -0.00017782 | -0.00017866 | -0.00017958 | -0.00018059 | -0.00018169 | -0.00018377 | -0.00018597 | -0.00018827 | -0.0001907 | -0.00019325 | -0.00019593 | -0.00019874 | -0.00020168 | -0.00020477 | -0.00020799 | -0.00021136 | -0.00021488 | -0.00021855 | -0.00022238 | -0.00022638 | -0.00023054 | -0.00023487 | -0.00023938 | -0.00024394
| Environmental - low CO2 cost |  | £m | -0.00061567 | -0.00047421 | -0.00038604 | -0.00029617 | -0.00019621 | -9.4584e-05 | -9.2834e-05 | -9.1481e-05 | -9.0384e-05 | -8.9532e-05 | -8.8929e-05 | -8.8576e-05 | -8.8273e-05 | -8.8021e-05 | -8.7801e-05 | -8.7632e-05 | -8.7516e-05 | -8.7452e-05 | -8.7443e-05 | -8.7487e-05 | -8.7587e-05 | -8.7742e-05 | -8.7953e-05 | -8.8222e-05 | -8.8089e-05 | -8.8397e-05 | -8.8752e-05 | -8.915e-05 | -8.9589e-05 | -9.0071e-05 | -9.06e-05 | -9.1619e-05 | -9.2693e-05 | -9.3825e-05 | -9.5017e-05 | -9.627e-05 | -9.7586e-05 | -9.8966e-05 | -0.00010041 | -0.00010193 | -0.00010352 | -0.00010518 | -0.00010691 | -0.00010872 | -0.00011061 | -0.00011258 | -0.00011463 | -0.00011677 | -0.00011899 | -0.00012125
| Environmental - high CO2 cost |  | £m | -0.001847 | -0.0014226 | -0.0011581 | -0.00088852 | -0.00058862 | -0.00028375 | -0.0002785 | -0.00027444 | -0.00027115 | -0.00026859 | -0.00026679 | -0.00026573 | -0.00026482 | -0.00026406 | -0.0002634 | -0.0002629 | -0.00026255 | -0.00026236 | -0.00026233 | -0.00026246 | -0.00026276 | -0.00026322 | -0.00026386 | -0.00026467 | -0.00026427 | -0.00026519 | -0.00026626 | -0.00026745 | -0.00026877 | -0.00027021 | -0.0002718 | -0.00027486 | -0.00027808 | -0.00028148 | -0.00028505 | -0.00028881 | -0.00029276 | -0.0002969 | -0.00030124 | -0.00030579 | -0.00031055 | -0.00031553 | -0.00032073 | -0.00032616 | -0.00033183 | -0.00033774 | -0.0003439 | -0.00035031 | -0.00035698 | -0.00036374
| Safety |  | £m | -0.43055 | -0.2791 | -0.2099 | -0.12586 | -0.046206 | -0.025436 | -0.02538 | -0.025713 | -0.026236 | -0.026981 | -0.02792 | -0.028951 | -0.030021 | -0.03113 | -0.032281 | -0.033473 | -0.03471 | -0.035993 | -0.037322 | -0.038701 | -0.040131 | -0.041614 | -0.043152 | -0.044746 | -0.048488 | -0.05028 | -0.052139 | -0.054066 | -0.056064 | -0.058137 | -0.060285 | -0.062646 | -0.065098 | -0.067647 | -0.070296 | -0.073048 | -0.075908 | -0.07888 | -0.081968 | -0.085178 | -0.088512 | -0.091978 | -0.095579 | -0.099321 | -0.10321 | -0.10725 | -0.11145 | -0.11581 | -0.12035 | -0.12506
| Financial |  | £m | -5.8794 | -3.6828 | -2.9008 | -1.5387 | -0.56839 | -0.3028 | -0.29641 | -0.29481 | -0.29497 | -0.29786 | -0.30236 | -0.30748 | -0.31268 | -0.31797 | -0.32336 | -0.32883 | -0.33439 | -0.34005 | -0.34581 | -0.35166 | -0.35761 | -0.36366 | -0.36982 | -0.37607 | -0.47965 | -0.48779 | -0.49608 | -0.5045 | -0.51307 | -0.52178 | -0.53064 | -0.54227 | -0.55416 | -0.5663 | -0.57871 | -0.59139 | -0.60429 | -0.61743 | -0.63083 | -0.64449 | -0.65842 | -0.67266 | -0.68722 | -0.7021 | -0.71731 | -0.73286 | -0.74876 | -0.76501 | -0.78162 | -0.79859
| Other |  | £m | 0 | 0 | 0 | 0 | 0 | 0 | 0 | 0 | 0 | 0 | 0 | 0 | 0 | 0 | 0 | 0 | 0 | 0 | 0 | 0 | 0 | 0 | 0 | 0 | 0 | 0 | 0 | 0 | 0 | 0 | 0 | 0 | 0 | 0 | 0 | 0 | 0 | 0 | 0 | 0 | 0 | 0 | 0 | 0 | 0 | 0 | 0 | 0 | 0 | 0
Annual Total | Total - central carbon cost |  | £m | -8.3596 | -6.6632 | -4.7696 | -3.8036 | -2.8132 | -0.82105 | -0.76655 | -0.72059 | -0.67976 | -0.64486 | -0.61458 | -0.58765 | -0.56334 | -0.54148 | -0.52196 | -0.50462 | -0.48936 | -0.47605 | -0.46458 | -0.45485 | -0.44676 | -0.44022 | -0.43514 | -0.43144 | -0.52833 | -0.53827 | -0.54841 | -0.55876 | -0.56933 | -0.58012 | -0.59113 | -0.60512 | -0.61946 | -0.63416 | -0.64922 | -0.66465 | -0.68041 | -0.69653 | -0.71302 | -0.72989 | -0.74716 | -0.76487 | -0.78303 | -0.80166 | -0.82076 | -0.84036 | -0.86046 | -0.88108 | -0.90223 | -0.92392
| Total - low carbon cost |  | £m | -8.359 | -6.6627 | -4.7692 | -3.8033 | -2.813 | -0.82096 | -0.76646 | -0.7205 | -0.67967 | -0.64477 | -0.61449 | -0.58756 | -0.56325 | -0.5414 | -0.52187 | -0.50454 | -0.48927 | -0.47596 | -0.4645 | -0.45477 | -0.44668 | -0.44013 | -0.43505 | -0.43135 | -0.52825 | -0.53818 | -0.54832 | -0.55868 | -0.56924 | -0.58003 | -0.59104 | -0.60503 | -0.61937 | -0.63406 | -0.64912 | -0.66455 | -0.68031 | -0.69643 | -0.71292 | -0.72979 | -0.74706 | -0.76477 | -0.78292 | -0.80155 | -0.82065 | -0.84025 | -0.86034 | -0.88096 | -0.90211 | -0.92379
| Total - high carbon cost |  | £m | -8.3602 | -6.6636 | -4.77 | -3.8039 | -2.8134 | -0.82115 | -0.76664 | -0.72068 | -0.67985 | -0.64495 | -0.61467 | -0.58774 | -0.56343 | -0.54157 | -0.52205 | -0.50471 | -0.48945 | -0.47614 | -0.46467 | -0.45494 | -0.44685 | -0.44031 | -0.43523 | -0.43153 | -0.52842 | -0.53836 | -0.5485 | -0.55885 | -0.56942 | -0.58021 | -0.59122 | -0.60521 | -0.61955 | -0.63425 | -0.64931 | -0.66475 | -0.68051 | -0.69663 | -0.71312 | -0.72999 | -0.74727 | -0.76498 | -0.78314 | -0.80177 | -0.82087 | -0.84047 | -0.86057 | -0.88119 | -0.90235 | -0.92404
Net Present Value | NPV - central carbon cost |  | £m | -8.3596 | -15.0228 | -19.7923 | -23.596 | -26.4092 | -27.2302 | -27.9968 | -28.7174 | -29.3971 | -30.042 | -30.6566 | -31.2442 | -31.8075 | -32.349 | -32.871 | -33.3756 | -33.865 | -34.341 | -34.8056 | -35.2605 | -35.7072 | -36.1474 | -36.5826 | -37.014 | -37.5424 | -38.0806 | -38.629 | -39.1878 | -39.7571 | -40.3373 | -40.9284 | -41.5335 | -42.153 | -42.7871 | -43.4363 | -44.101 | -44.7814 | -45.4779 | -46.1909 | -46.9208 | -47.668 | -48.4329 | -49.2159 | -50.0176 | -50.8383 | -51.6787 | -52.5391 | -53.4202 | -54.3225 | -55.2464
| NPV - low carbon cost |  | £m | -8.359 | -15.0217 | -19.7909 | -23.5942 | -26.4072 | -27.2282 | -27.9946 | -28.7151 | -29.3948 | -30.0395 | -30.654 | -31.2416 | -31.8049 | -32.3462 | -32.8681 | -33.3727 | -33.8619 | -34.3379 | -34.8024 | -35.2572 | -35.7038 | -36.144 | -36.579 | -37.0104 | -37.5386 | -38.0768 | -38.6251 | -39.1838 | -39.753 | -40.3331 | -40.9241 | -41.5291 | -42.1485 | -42.7825 | -43.4317 | -44.0962 | -44.7765 | -45.473 | -46.1859 | -46.9157 | -47.6627 | -48.4275 | -49.2104 | -50.012 | -50.8326 | -51.6729 | -52.5332 | -53.4142 | -54.3163 | -55.2401
| NPV - high carbon cost |  | £m | -8.3602 | -15.0238 | -19.7938 | -23.5978 | -26.4111 | -27.2323 | -27.9989 | -28.7196 | -29.3995 | -30.0444 | -30.6591 | -31.2468 | -31.8102 | -32.3518 | -32.8739 | -33.3786 | -33.868 | -34.3442 | -34.8088 | -35.2638 | -35.7106 | -36.1509 | -36.5862 | -37.0177 | -37.5461 | -38.0845 | -38.633 | -39.1918 | -39.7612 | -40.3414 | -40.9327 | -41.5379 | -42.1574 | -42.7917 | -43.441 | -44.1057 | -44.7862 | -45.4829 | -46.196 | -46.926 | -47.6732 | -48.4382 | -49.2214 | -50.0231 | -50.844 | -51.6845 | -52.545 | -53.4262 | -54.3286 | -55.2526
Comparison to baseline
|  |  |  | 2027 | 2028 | 2029 | 2030 | 2031 | 2032 | 2033 | 2034 | 2035 | 2036 | 2037 | 2038 | 2039 | 2040 | 2041 | 2042 | 2043 | 2044 | 2045 | 2046 | 2047 | 2048 | 2049 | 2050 | 2051 | 2052 | 2053 | 2054 | 2055 | 2056 | 2057 | 2058 | 2059 | 2060 | 2061 | 2062 | 2063 | 2064 | 2065 | 2066 | 2067 | 2068 | 2069 | 2070 | 2071 | 2072 | 2073 | 2074 | 2075 | 2076
Summary of discounted costs/benefits | Capex |  | £m | -2.0482 | -2.7002 | -1.658 | -2.1384 | -2.1981 | -0.4926 | -0.44454 | -0.39985 | -0.35834 | -0.31981 | -0.28409 | -0.25102 | -0.22043 | -0.19218 | -0.16612 | -0.14213 | -0.12006 | -0.09981 | -0.081258 | -0.064297 | -0.048827 | -0.03475 | -0.021976 | -0.01042 | 1.6246e-17 | 1.5697e-17 | 1.5166e-17 | 1.4653e-17 | 1.4158e-17 | 1.3679e-17 | 1.3216e-17 | 1.2831e-17 | 1.2458e-17 | 1.2095e-17 | 1.1743e-17 | 1.1401e-17 | 1.1068e-17 | 1.0746e-17 | 1.0433e-17 | 1.0129e-17 | 9.8342e-18 | 9.5478e-18 | 9.2697e-18 | 8.9997e-18 | 8.7376e-18 | 8.4831e-18 | 8.236e-18 | 7.9961e-18 | 7.7632e-18 | 7.5371e-18
| Opex |  | £m | 0 | 0 | 0 | 0 | 0 | 0 | 0 | 0 | 0 | 0 | 0 | 0 | 0 | 0 | 0 | 0 | 0 | 0 | 0 | 0 | 0 | 0 | 0 | 0 | 0 | 0 | 0 | 0 | 0 | 0 | 0 | 0 | 0 | 0 | 0 | 0 | 0 | 0 | 0 | 0 | 0 | 0 | 0 | 0 | 0 | 0 | 0 | 0 | 0 | 0
| Pass Through Costs |  | £m | 0 | 5.193e-05 | 8.5178e-05 | 0.00011815 | 0.00015351 | 0.00018849 | 0.00019206 | 0.00019556 | 0.00019906 | 0.00020255 | 0.00020603 | 0.00020952 | 0.00021306 | 0.00021666 | 0.00022033 | 0.00022405 | 0.00022784 | 0.00023169 | 0.00023561 | 0.00023959 | 0.00024364 | 0.00024776 | 0.00025195 | 0.00025621 | 0.0002849 | 0.00028972 | 0.00029462 | 0.0002996 | 0.00030466 | 0.00030982 | 0.00031505 | 0.00032194 | 0.00032897 | 0.00033616 | 0.0003435 | 0.000351 | 0.00035867 | 0.00036651 | 0.00037451 | 0.0003827 | 0.00039106 | 0.0003996 | 0.00040833 | 0.00041725 | 0.00042636 | 0.00043568 | 0.0004452 | 0.00045492 | 0.00046486 | 0.00047501
| Environmental - central CO2 cost |  | £m | 0 | 0.00031515 | 0.00052415 | 0.0007371 | 0.00097392 | 0.0012159 | 0.0012552 | 0.0012989 | 0.0013432 | 0.0013839 | 0.0014296 | 0.001476 | 0.0015236 | 0.0015769 | 0.0016269 | 0.0016782 | 0.0017308 | 0.0017895 | 0.0018448 | 0.0019065 | 0.0019646 | 0.0020293 | 0.0020957 | 0.0021638 | 0.0024409 | 0.002518 | 0.0025976 | 0.002679 | 0.0027622 | 0.0028475 | 0.0029349 | 0.0030392 | 0.0031466 | 0.0032573 | 0.0033713 | 0.0034887 | 0.0036096 | 0.0037342 | 0.0038625 | 0.0039946 | 0.0041306 | 0.0042706 | 0.0044148 | 0.0045633 | 0.0047162 | 0.0048735 | 0.0050355 | 0.0052022 | 0.0053738 | 0.0055504
| Environmental - low CO2 cost |  | £m | 0 | 0.00015743 | 0.00026215 | 0.00036918 | 0.00048694 | 0.000607 | 0.00062792 | 0.00064913 | 0.00067079 | 0.00069294 | 0.00071559 | 0.00073877 | 0.00076271 | 0.00078741 | 0.00081274 | 0.00083888 | 0.00086586 | 0.00089371 | 0.00092245 | 0.00095212 | 0.00098275 | 0.0010144 | 0.001047 | 0.0010807 | 0.0012189 | 0.0012572 | 0.0012965 | 0.0013368 | 0.001378 | 0.0014202 | 0.0014635 | 0.0015152 | 0.0015684 | 0.0016233 | 0.0016797 | 0.0017379 | 0.0017978 | 0.0018595 | 0.001923 | 0.0019885 | 0.0020558 | 0.0021252 | 0.0021966 | 0.0022701 | 0.0023458 | 0.0024237 | 0.0025038 | 0.0025864 | 0.0026713 | 0.0027587
| Environmental - high CO2 cost |  | £m | 0 | 0.00047228 | 0.00078645 | 0.0011075 | 0.0014608 | 0.001821 | 0.0018838 | 0.0019474 | 0.0020124 | 0.0020788 | 0.0021468 | 0.0022163 | 0.0022881 | 0.0023622 | 0.0024382 | 0.0025166 | 0.0025976 | 0.0026811 | 0.0027674 | 0.0028564 | 0.0029482 | 0.0030431 | 0.0031409 | 0.003242 | 0.0036566 | 0.0037715 | 0.0038894 | 0.0040103 | 0.004134 | 0.0042607 | 0.0043906 | 0.0045456 | 0.0047053 | 0.0048698 | 0.0050392 | 0.0052137 | 0.0053934 | 0.0055785 | 0.0057691 | 0.0059654 | 0.0061674 | 0.0063755 | 0.0065897 | 0.0068103 | 0.0070373 | 0.007271 | 0.0075115 | 0.0077591 | 0.0080139 | 0.0082761
| Safety |  | £m | 0 | 0.16659 | 0.25148 | 0.35181 | 0.44837 | 0.48667 | 0.48865 | 0.48372 | 0.47878 | 0.4738 | 0.46881 | 0.46391 | 0.45893 | 0.45293 | 0.44704 | 0.44128 | 0.43549 | 0.42915 | 0.4229 | 0.41675 | 0.41069 | 0.40473 | 0.39886 | 0.39308 | 3.855 | 3.7982 | 3.7424 | 3.6873 | 3.6331 | 3.5797 | 3.5271 | 3.4826 | 3.4387 | 3.3954 | 3.3526 | 3.3104 | 3.2687 | 3.2276 | 3.187 | 3.147 | 3.1075 | 3.0685 | 3.03 | 2.992 | 2.9545 | 2.9175 | 2.881 | 2.845 | 2.8095 | 2.7741
| Financial |  |  | 0 | 2.2845 | 3.1562 | 4.6099 | 5.6737 | 6.0347 | 6.057 | 6.0436 | 6.0324 | 6.0223 | 6.0142 | 6.0093 | 6.0064 | 6 | 5.9972 | 5.9978 | 6.0015 | 6.007 | 6.0158 | 6.0278 | 6.0431 | 6.0616 | 6.0832 | 6.108 | 62.5845 | 62.9411 | 63.3276 | 63.7435 | 64.1885 | 64.6625 | 65.1652 | 66.0153 | 66.9007 | 67.8216 | 68.7784 | 69.7714 | 70.8009 | 71.8675 | 72.9713 | 74.1128 | 75.2926 | 76.5109 | 77.7682 | 79.0651 | 80.402 | 81.7795 | 83.1981 | 84.6584 | 86.1472 | 87.6695
| Other |  | £m | 0 | 0 | 0 | 0 | 0 | 0 | 0 | 0 | 0 | 0 | 0 | 0 | 0 | 0 | 0 | 0 | 0 | 0 | 0 | 0 | 0 | 0 | 0 | 0 | 0 | 0 | 0 | 0 | 0 | 0 | 0 | 0 | 0 | 0 | 0 | 0 | 0 | 0 | 0 | 0 | 0 | 0 | 0 | 0 | 0 | 0 | 0 | 0 | 0 | 0
Annual Total | Total - central carbon cost |  | £m | -2.0482 | -0.24879 | 1.7502 | 2.8241 | 3.925 | 6.0302 | 6.1026 | 6.129 | 6.1544 | 6.1778 | 6.2006 | 6.2238 | 6.2467 | 6.2626 | 6.2799 | 6.2988 | 6.3189 | 6.3383 | 6.3595 | 6.3824 | 6.4072 | 6.4339 | 6.4625 | 6.493 | 66.4421 | 66.7422 | 67.0728 | 67.4338 | 67.8247 | 68.2454 | 68.6956 | 69.5013 | 70.3429 | 71.2206 | 72.1347 | 73.0856 | 74.0736 | 75.0992 | 76.1626 | 77.2642 | 78.4045 | 79.584 | 80.803 | 82.062 | 83.3616 | 84.7023 | 86.0846 | 87.5091 | 88.9625 | 90.4496
| Total - low carbon cost |  | £m | -2.0482 | -0.24895 | 1.75 | 2.8238 | 3.9246 | 6.0296 | 6.1019 | 6.1284 | 6.1537 | 6.1771 | 6.1999 | 6.2231 | 6.2459 | 6.2618 | 6.2791 | 6.298 | 6.318 | 6.3374 | 6.3586 | 6.3815 | 6.4062 | 6.4329 | 6.4614 | 6.492 | 66.4409 | 66.7409 | 67.0715 | 67.4324 | 67.8233 | 68.244 | 68.6941 | 69.4998 | 70.3413 | 71.2189 | 72.133 | 73.0839 | 74.0718 | 75.0973 | 76.1606 | 77.2622 | 78.4025 | 79.5818 | 80.8008 | 82.0597 | 83.3592 | 84.6998 | 86.082 | 87.5064 | 88.9598 | 90.4468
| Total - high carbon cost |  | £m | -2.0482 | -0.24864 | 1.7505 | 2.8245 | 3.9255 | 6.0308 | 6.1032 | 6.1297 | 6.1551 | 6.1785 | 6.2013 | 6.2246 | 6.2474 | 6.2634 | 6.2808 | 6.2997 | 6.3198 | 6.3392 | 6.3604 | 6.3834 | 6.4082 | 6.4349 | 6.4635 | 6.4941 | 66.4434 | 66.7434 | 67.0741 | 67.4351 | 67.8261 | 68.2468 | 68.697 | 69.5028 | 70.3444 | 71.2222 | 72.1364 | 73.0873 | 74.0754 | 75.101 | 76.1645 | 77.2662 | 78.4066 | 79.5861 | 80.8052 | 82.0643 | 83.3639 | 84.7047 | 86.087 | 87.5116 | 88.9652 | 90.4523
Net Present Value | Total - central carbon cost |  | £m | -2.0482 | -2.297 | -0.54678 | 2.2773 | 6.2024 | 12.2326 | 18.3351 | 24.4641 | 30.6185 | 36.7964 | 42.9969 | 49.2208 | 55.4675 | 61.7301 | 68.01 | 74.3089 | 80.6278 | 86.9661 | 93.3256 | 99.708 | 106.1152 | 112.5491 | 119.0116 | 125.5046 | 191.9468 | 258.689 | 325.7618 | 393.1955 | 461.0202 | 529.2656 | 597.9612 | 667.4625 | 737.8053 | 809.0259 | 881.1606 | 954.2462 | 1028.3198 | 1103.419 | 1179.5816 | 1256.8458 | 1335.2503 | 1414.8343 | 1495.6373 | 1577.6993 | 1661.0609 | 1745.7631 | 1831.8477 | 1919.3568 | 2008.3193 | 2098.7689
| Total - low carbon cost |  | £m | -2.0482 | -2.2972 | -0.5472 | 2.2765 | 6.2011 | 12.2307 | 18.3326 | 24.461 | 30.6147 | 36.7918 | 42.9917 | 49.2148 | 55.4607 | 61.7225 | 68.0017 | 74.2997 | 80.6177 | 86.9552 | 93.3137 | 99.6952 | 106.1014 | 112.5343 | 118.9957 | 125.4877 | 191.9286 | 258.6695 | 325.7411 | 393.1735 | 460.9968 | 529.2407 | 597.9348 | 667.4346 | 737.7759 | 808.9948 | 881.1278 | 954.2117 | 1028.2835 | 1103.3808 | 1179.5414 | 1256.8036 | 1335.2061 | 1414.7879 | 1495.5887 | 1577.6484 | 1661.0076 | 1745.7074 | 1831.7895 | 1919.2959 | 2008.2557 | 2098.7025
| Total - high carbon cost |  | £m | -2.0482 | -2.2969 | -0.54636 | 2.2781 | 6.2037 | 12.2345 | 18.3376 | 24.4673 | 30.6224 | 36.8009 | 43.0022 | 49.2268 | 55.4742 | 61.7376 | 68.0183 | 74.318 | 80.6378 | 86.977 | 93.3374 | 99.7208 | 106.129 | 112.5639 | 119.0274 | 125.5216 | 191.9649 | 258.7084 | 325.7825 | 393.2176 | 461.0436 | 529.2904 | 597.9874 | 667.4902 | 737.8346 | 809.0568 | 881.1932 | 954.2805 | 1028.356 | 1103.457 | 1179.6214 | 1256.8876 | 1335.2942 | 1414.8803 | 1495.6854 | 1577.7497 | 1661.1136 | 1745.8183 | 1831.9053 | 1919.4169 | 2008.3821 | 2098.8344
|  |  |  | 2027 | 2028 | 2029 | 2030 | 2031 | 2032 | 2033 | 2034 | 2035 | 2036 | 2037 | 2038 | 2039 | 2040 | 2041 | 2042 | 2043 | 2044 | 2045 | 2046 | 2047 | 2048 | 2049 | 2050 | 2051 | 2052 | 2053 | 2054 | 2055 | 2056 | 2057 | 2058 | 2059 | 2060 | 2061 | 2062 | 2063 | 2064 | 2065 | 2066 | 2067 | 2068 | 2069 | 2070 | 2071 | 2072 | 2073 | 2074 | 2075 | 2076
| Monetised risk - memo line |  | £m
Note on B10: Ofgem: Enter as year (eg 2027)
Note on C54: [Threaded comment] Your version of Excel allows you to read this threaded comment; however, any edits to it will get removed if the file is opened in a newer version of Excel. Learn more: https://go.microsoft.com/fwlink/?linkid=870924 Comment: Includes 1 PRS Meter replacement
Note on C57: [Threaded comment] Your version of Excel allows you to read this threaded comment; however, any edits to it will get removed if the file is opened in a newer version of Excel. Learn more: https://go.microsoft.com/fwlink/?linkid=870924 Comment: Non NARMs interventions - associated building upgrades and calorimeters
Note on C158: Duncan Innes:GT/GD
Note on C161: Duncan Innes: All sectors
Note on C162: Duncan Innes: All sectors
Note on B229: Ofgem: This line records the total monetised risk of the modelled scenario. It acts as a cross-reference between the CBA and NARM BPDTs and should not directly link to any formulas in the CBA analysis above.

## Option_2 Workings
Additional cost/benefit explanations
Please provide a short explanation of any additional cost/benefit lines that have been completed in addition to the pre-populated ones. This should include both a description of the nature of the cost/benefit, and an explanation of how the value was calculated, citing appropriate sources (eg for relevant global warming potentials). If an explanation has been provided within the EJP, then simply provide a reference to the relevant page number.
NGN VF Financial Risk, NGN VF Customer Risk, NGN VF Compliance Risk populated from our decision support tool outputs as per NGN's Value Framework and consistent with NARM.
Long term cost/benefit assumptions
Please briefly summarise the assumptions you have used to calculate long-term (ie beyond the duration of the RIIO3 price control) costs and other inputs (eg "Opex assumed to increase at 1%/year based on historic trends"). In most cases we would expect these to be the same across the baseline and different options, but where this is not the case additional tabs can be completed as necessary. If detailed descriptions are required (eg to explain assumptions around whole life costs of assets) these should be included as part of the EJP
Capex | Not modelled in beyond RIIO-GD4 as proposals cover RIIO-GD3 only.
Opex | As per NARM modelling assumptions from our Decision Support Tool - see Ofgem CBA Template Assumptions in section 8 of EJP.
Leakage | Modelled as per NARM metholdogy from our decision support tool.
Fatality risk | Modelled as per NARM metholdogy from our decision support tool.
Non-Fatality risk | Modelled as per NARM metholdogy from our decision support tool.
Cost cross-referencing
If there is any explanation required on how the cost data set out in the EJP totals to the lines in the CBA, please provide it here.
Costs in CBA reflected in sections 8 and 9 of EJP.

## Option_3
Summary | [7 empty] | Text Descriptions
[8 empty] | Option Description - this should allow us to quickly recognise the option being assessed (based on descriptions in the EJP and other documents) and distinguish it both from other investment areas and from other options. If appropriate, please provide sitemaps, photos or any other documents that will help with this identification (likely to be relevant for major projects rather than asset classes) | [6 empty] | Stakeholder Support Summary - please provide a synopsis which details the feedback from stakeholder group(s)
Option Name | Do less - No Metering Upgrades and no flow racks and reduce odorant to 10 |  |  | Date Undertaken: | 2024-12-06
Scheme Reference ID | A22.e.NGN | [6 empty] | The third option we considered was whether it would be beneficial to halt the meter replacement programme at the end of RIIO-GD2. This would leave 4 fiscal meters that would not have been upgraded – given our concerns over obsolescence of our turbine and orifice meters, this would require very careful consideration. Not replacing these 4 meters would increase the likelihood of the assets becoming obsolete but in the meantime, these existing metering assets do not provide the diagnostics capabilities that are available from ultrasonic meters and are also unlikely to be as accurate. Whilst we would undertake 16 odorant injection system upgrades under our preferred option, under this option we considered the impact of also scaling this back to undertake only 10. Whilst this would mean a slower paced roll out of replacements to our odorant injection systems, freeing up resource, we highlighted above that the existing assets have reached the end of their serviceable life. Given the positive correlation between asset age and fault occurrences, our view is that we should intervene on these assets now in order to reduce the risk of faults. This is coupled with obsolescence issues we have on odorant systems. | [6 empty] | The different priorities between national, local and customer stakeholders highlights tensions between short- and long-term goals and the dynamics NGN must manage throughout RIIO-GD3. Customers (especially older, low income, and digitally excluded customers) value energy affordability above all other priorities. Conversely, future customers prioritise helping the region to meet climate change targets (and not leaving anyone behind). Local stakeholders generally share this long-term view; Furthermore, national groups say they will judge our performance by how resilient the business is. As customers are satisfied with the performance and availability of our services, they prefer us to maintain service levels at levels similar to today and asked for us to reduce future risk with targeted investments to enhance removal, reduction, resistance and recovery strategies. (Under this option: Obsolescence poses significant risk to accuracy and continuing servicing and maintenance, whilst end of life assets pose the increased risk of failure and faults and associated consequences including compliance and health and safety.) To balance stakeholders' priorities, we will maintain our position as the most efficient gas distribution operator, while investing in delivering continuous performance improvement. We will achieve this through targeted investment in low-regret innovation, enhanced stakeholder engagement, whole systems collaboration, data and digitalisation.
Expenditure Type | Capex |  |  | Authorised By: | Dean Pearson
Preferred Option (Y/N) | N
Spend Area (Please include relevant RRP/BPDT Table Reference) | CV5.01
First year of expenditure outflow | 2027
Payback position at year | Central CO2 Cost - PV of costs & benefits (£m) | Central CO2 Cost - NPV relative to baseline (£m) | Low CO2 cost - PV of costs & benefits (£m) | Low CO2 cost - NPV relative to baseline (£m) | High CO2 cost - PV of costs & benefits (£m) | High CO2 cost - NPV relative to baseline (£m)
2035 | -54.2843 | 5.7314 | -54.2799 | 5.7296 | -54.2887 | 5.7331
2040 | -81.4286 | 12.6505 | -81.4219 | 12.6469 | -81.4353 | 12.6541
2045 | -108.7468 | 19.3843 | -108.7376 | 19.3785 | -108.7561 | 19.3901
2050 | -136.5354 | 25.9832 | -136.5232 | 25.9749 | -136.5477 | 25.9915
2060 | -689.0851 | 162.7279 | -689.0649 | 162.7125 | -689.1053 | 162.7432
2070 | -1301.4686 | 326.2482 | -1301.4375 | 326.2229 | -1301.4995 | 326.2733
Capitalisation rate | 33.7% | [6 empty] | Engineering Justification Summary - please provide a synopsis & share the document which articulates the full detailed explanation | [6 empty] | Company View - please provide a synopsis which details your view of how beneficial this option is.
[8 empty] | A failure in our metering or odorant assets could result in significant issues across the NGN network. First and foremost odorant injection provides gas with its characteristic smell and is the primary safety mechanism for detecting gas escapes. If we were to stop injecting odorant at any point in the network the smell downstream would be affected, meaning gas escapes would go undetected, potentially resulting in the loss of life to members of the public in our network. Our metering assets are the primary input to the odorant injection system and provide the system with the required flow information in order for the odorant dosing to be correct meaning that it smells as it should to the general public. Along with providing inputs to the odorant system to ensure the correct amount of odorant is applied, the metering information is also used to record flow rates for energy transported through our network if the metering were to fail through put cannot be accurately determined resulting in measurement errors which have huge cost implications for gas shippers and ultimately impacts to customers’ bills. We have listened to industry concerns over the potential for our existing Turbine and Orifice metering assets to become obsolete and do not have adequate low flow measurement capability to fully meet the more dynamic flow measurement demands of the modern gas network. New technologies like ultrasonic meters allow sites to operate over a far greater range and flow accurately at low levels which not only provides increased uncertainty to the shippers but also means sites can be controlled over a wider range allowing entry of green gas like biomethane. The lack of diagnostic and preventative measurements these older technologies provide mean they need to be upgraded to newer USMs to remove risk to shippers and our customers of costly measurement errors. A22.e NGN RIIO-GD3 Investment Decision Pack - Offtakes & PRS - Odorant & Metering EJP. | [6 empty] | Option 3 Do Less meets or over delivers on risk and service level objectives. However, the significant cost reduction (£8.8m) compared to the preferred option comes from a cut back to the metering and odorant replacement programmes tackling end of life assets and obsolescence. Obsolescence poses significant risk to accuracy and continuing servicing and maintenance, whilst end of life assets pose the increased risk of failure and faults and associated consequences including compliance and health and safety. For this reason, this option has been discounted.
Expenditure Profile - Summary
| 2027 | 2028 | 2029 | 2030 | 2031 | Post RIIO3
| (£m) | (£m) | (£m) | (£m) | (£m) | (£m)
Capitalised costs | -0.7 | -0.75 | -0.75 | -0.75 | -0.75 | 0
Non-capitalised costs | -0.00020618 | -0.00021078 | -0.00019344 | -0.00017912 | -0.00016372 | -0.023303
| Asset Class | Unit | Comments
Output | Fisal Meter Upgrade - Meter | 0 | Please see further discussion in A22.e NGN RIIO-GD3 Investment Decision Pack - Offtakes & PRS - Odorant & Metering EJP
| Fisal Meter Upgrade - FWACV - Refurbishment | 0
| Fisal Meter Upgrade - FWACV - replacement - associated with meter upgrade | 0
| Fisal Meter Upgrade - E&I | 0
| Fisal Meter Upgrade - Building Replacement | 0
| Odorant Injection System Upgrades (excl. tanks) - Replace | 10
| Calorimeter Sampling Point upgrade | 4
Financial Costs
Inputs
|  |  |  | RIIO3 |  |  |  |  | RIIO4 |  |  |  |  | RIIO5 |  |  |  |  | RIIO6 |  |  |  |  | RIIO7 |  |  |  |  | RIIO8 |  |  |  |  | RIIO9 |  |  |  |  | RIIO10 |  |  |  |  | RIIO11 |  |  |  |  | RIIO12
|  |  |  | 1 | 2 | 3 | 4 | 5 | 6 | 7 | 8 | 9 | 10 | 11 | 12 | 13 | 14 | 15 | 16 | 17 | 18 | 19 | 20 | 21 | 22 | 23 | 24 | 25 | 26 | 27 | 28 | 29 | 30 | 31 | 32 | 33 | 34 | 35 | 36 | 37 | 38 | 39 | 40 | 41 | 42 | 43 | 44 | 45 | 46 | 47 | 48 | 49 | 50
| Asset Class | Intervention type |  | 2027 | 2028 | 2029 | 2030 | 2031 | 2032 | 2033 | 2034 | 2035 | 2036 | 2037 | 2038 | 2039 | 2040 | 2041 | 2042 | 2043 | 2044 | 2045 | 2046 | 2047 | 2048 | 2049 | 2050 | 2051 | 2052 | 2053 | 2054 | 2055 | 2056 | 2057 | 2058 | 2059 | 2060 | 2061 | 2062 | 2063 | 2064 | 2065 | 2066 | 2067 | 2068 | 2069 | 2070 | 2071 | 2072 | 2073 | 2074 | 2075 | 2076
Capex/Repex | Offtakes & PRS - Odorant & metering - Offtake Odorisation System | Replacement | £m | RIIO3 1 2027: -0.7; RIIO3 2 2028: -0.7; RIIO3 3 2029: -0.7; RIIO3 4 2030: -0.7; RIIO3 5 2031: -0.7
| Offtakes & PRS - Odorant & metering - Offtake Metering System |  | £m | RIIO3 1 2027: 0; RIIO3 2 2028: -0.05; RIIO3 3 2029: -0.05; RIIO3 4 2030: -0.05; RIIO3 5 2031: -0.05
£m
£m
£m
£m
£m
£m
£m
£m
| Total Capex | (1) | £m | -0.7 | -0.75 | -0.75 | -0.75 | -0.75 | 0 | 0 | 0 | 0 | 0 | 0 | 0 | 0 | 0 | 0 | 0 | 0 | 0 | 0 | 0 | 0 | 0 | 0 | 0 | 0 | 0 | 0 | 0 | 0 | 0 | 0 | 0 | 0 | 0 | 0 | 0 | 0 | 0 | 0 | 0 | 0 | 0 | 0 | 0 | 0 | 0 | 0 | 0 | 0 | 0
Associated direct opex |  |  | £m
£m
£m
£m
£m
| Total Opex |  | £m | 0 | 0 | 0 | 0 | 0 | 0 | 0 | 0 | 0 | 0 | 0 | 0 | 0 | 0 | 0 | 0 | 0 | 0 | 0 | 0 | 0 | 0 | 0 | 0 | 0 | 0 | 0 | 0 | 0 | 0 | 0 | 0 | 0 | 0 | 0 | 0 | 0 | 0 | 0 | 0 | 0 | 0 | 0 | 0 | 0 | 0 | 0 | 0 | 0 | 0
Pass through costs | Leakage |  | £m | -0.00020618 | -0.00021078 | -0.00019344 | -0.00017912 | -0.00016372 | -0.00014662 | -0.00015281 | -0.00015933 | -0.00016623 | -0.00017354 | -0.00018127 | -0.00018945 | -0.00019806 | -0.00020712 | -0.00021665 | -0.00022669 | -0.00023725 | -0.00024837 | -0.00026007 | -0.00027238 | -0.00028534 | -0.00029898 | -0.00031334 | -0.00032845 | -0.00037225 | -0.00039046 | -0.00040962 | -0.00042979 | -0.00045101 | -0.00047335 | -0.00049686 | -0.00052161 | -0.00054765 | -0.00057507 | -0.00060392 | -0.00063429 | -0.00066625 | -0.00069989 | -0.0007353 | -0.00077256 | -0.00081178 | -0.00085306 | -0.00089651 | -0.00094224 | -0.00099037 | -0.001041 | -0.0010943 | -0.0011505 | -0.0012095 | -0.0012716
£m
| Total Pass Through Costs |  | £m | -0.00020618 | -0.00021078 | -0.00019344 | -0.00017912 | -0.00016372 | -0.00014662 | -0.00015281 | -0.00015933 | -0.00016623 | -0.00017354 | -0.00018127 | -0.00018945 | -0.00019806 | -0.00020712 | -0.00021665 | -0.00022669 | -0.00023725 | -0.00024837 | -0.00026007 | -0.00027238 | -0.00028534 | -0.00029898 | -0.00031334 | -0.00032845 | -0.00037225 | -0.00039046 | -0.00040962 | -0.00042979 | -0.00045101 | -0.00047335 | -0.00049686 | -0.00052161 | -0.00054765 | -0.00057507 | -0.00060392 | -0.00063429 | -0.00066625 | -0.00069989 | -0.0007353 | -0.00077256 | -0.00081178 | -0.00085306 | -0.00089651 | -0.00094224 | -0.00099037 | -0.001041 | -0.0010943 | -0.0011505 | -0.0012095 | -0.0012716
Annual cost calculations |  |  |  | 2027 | 2028 | 2029 | 2030 | 2031 | 2032 | 2033 | 2034 | 2035 | 2036 | 2037 | 2038 | 2039 | 2040 | 2041 | 2042 | 2043 | 2044 | 2045 | 2046 | 2047 | 2048 | 2049 | 2050 | 2051 | 2052 | 2053 | 2054 | 2055 | 2056 | 2057 | 2058 | 2059 | 2060 | 2061 | 2062 | 2063 | 2064 | 2065 | 2066 | 2067 | 2068 | 2069 | 2070 | 2071 | 2072 | 2073 | 2074 | 2075 | 2076
| Capitalisation rates | (2) | % | 33.7% | 33.7% | 33.7% | 33.7% | 33.7% | 33.7% | 33.7% | 33.7% | 33.7% | 33.7% | 33.7% | 33.7% | 33.7% | 33.7% | 33.7% | 33.7% | 33.7% | 33.7% | 33.7% | 33.7% | 33.7% | 33.7% | 33.7% | 0% | 0% | 0% | 0% | 0% | 0% | 0% | 0% | 0% | 0% | 0% | 0% | 0% | 0% | 0% | 0% | 0% | 0% | 0% | 0% | 0% | 0% | 0% | 0% | 0% | 0% | 0%
| Capitalised investment | (3)=(1)x(2) | £m | -0.2359 | -0.25275 | -0.25275 | -0.25275 | -0.25275 | 0 | 0 | 0 | 0 | 0 | 0 | 0 | 0 | 0 | 0 | 0 | 0 | 0 | 0 | 0 | 0 | 0 | 0 | 0 | 0 | 0 | 0 | 0 | 0 | 0 | 0 | 0 | 0 | 0 | 0 | 0 | 0 | 0 | 0 | 0 | 0 | 0 | 0 | 0 | 0 | 0 | 0 | 0 | 0 | 0
| Investment to be expensed | (4)=(1)-(3) | £m | -0.4641 | -0.49725 | -0.49725 | -0.49725 | -0.49725 | 0 | 0 | 0 | 0 | 0 | 0 | 0 | 0 | 0 | 0 | 0 | 0 | 0 | 0 | 0 | 0 | 0 | 0 | 0 | 0 | 0 | 0 | 0 | 0 | 0 | 0 | 0 | 0 | 0 | 0 | 0 | 0 | 0 | 0 | 0 | 0 | 0 | 0 | 0 | 0 | 0 | 0 | 0 | 0 | 0
| 2027 Depreciation | (5)2027=(3)2027*Dep_ratet | £m |  | -0.019658 | -0.018804 | -0.017949 | -0.017094 | -0.016239 | -0.015385 | -0.01453 | -0.013675 | -0.012821 | -0.011966 | -0.011111 | -0.010257 | -0.0094018 | -0.0085471 | -0.0076924 | -0.0068377 | -0.005983 | -0.0051283 | -0.0042736 | -0.0034188 | -0.0025641 | -0.0017094 | -0.00085471 | 0 | 0 | 0 | 0 | 0 | 0 | 0 | 0 | 0 | 0 | 0 | 0 | 0 | 0 | 0 | 0 | 0 | 0 | 0 | 0 | 0 | 0 | 0 | 0 | 0 | 0
| 2028 Depreciation | (5)2028=(3)2028*Dep_ratet | £m |  |  | -0.021978 | -0.020979 | -0.01998 | -0.018981 | -0.017982 | -0.016983 | -0.015984 | -0.014985 | -0.013986 | -0.012987 | -0.011988 | -0.010989 | -0.0099901 | -0.0089911 | -0.0079921 | -0.0069931 | -0.0059941 | -0.0049951 | -0.003996 | -0.002997 | -0.001998 | -0.00099901 | 0 | 0 | 0 | 0 | 0 | 0 | 0 | 0 | 0 | 0 | 0 | 0 | 0 | 0 | 0 | 0 | 0 | 0 | 0 | 0 | 0 | 0 | 0 | 0 | 0 | 0
| 2029 Depreciation | (5)2029=(3)2029*Dep_ratet | £m |  |  |  | -0.022977 | -0.021883 | -0.020789 | -0.019695 | -0.018601 | -0.017506 | -0.016412 | -0.015318 | -0.014224 | -0.01313 | -0.012036 | -0.010942 | -0.0098474 | -0.0087532 | -0.0076591 | -0.0065649 | -0.0054708 | -0.0043766 | -0.0032825 | -0.0021883 | -0.0010942 | 0 | 0 | 0 | 0 | 0 | 0 | 0 | 0 | 0 | 0 | 0 | 0 | 0 | 0 | 0 | 0 | 0 | 0 | 0 | 0 | 0 | 0 | 0 | 0 | 0 | 0
| 2030 Depreciation | (5)2030=(3)2030*Dep_ratet | £m |  |  |  |  | -0.024071 | -0.022868 | -0.021664 | -0.020461 | -0.019257 | -0.018054 | -0.01685 | -0.015646 | -0.014443 | -0.013239 | -0.012036 | -0.010832 | -0.0096286 | -0.008425 | -0.0072214 | -0.0060179 | -0.0048143 | -0.0036107 | -0.0024071 | -0.0012036 | 0 | 0 | 0 | 0 | 0 | 0 | 0 | 0 | 0 | 0 | 0 | 0 | 0 | 0 | 0 | 0 | 0 | 0 | 0 | 0 | 0 | 0 | 0 | 0 | 0 | 0
| 2031 Depreciation | (5)2031=(3)2031*Dep_ratet | £m | [5 empty] | -0.025275 | -0.023945 | -0.022614 | -0.021284 | -0.019954 | -0.018624 | -0.017293 | -0.015963 | -0.014633 | -0.013303 | -0.011972 | -0.010642 | -0.0093118 | -0.0079816 | -0.0066513 | -0.0053211 | -0.0039908 | -0.0026605 | -0.0013303 | 0 | 0 | 0 | 0 | 0 | 0 | 0 | 0 | 0 | 0 | 0 | 0 | 0 | 0 | 0 | 0 | 0 | 0 | 0 | 0 | 0 | 0 | 0 | 0 | 0 | 0
| 2032 Depreciation | (5)2032=(3)2032*Dep_ratet | £m | [6 empty] | 0 | 0 | 0 | 0 | 0 | 0 | 0 | 0 | 0 | 0 | 0 | 0 | 0 | 0 | 0 | 0 | 0 | 0 | 0 | 0 | 0 | 0 | 0 | 0 | 0 | 0 | 0 | 0 | 0 | 0 | 0 | 0 | 0 | 0 | 0 | 0 | 0 | 0 | 0 | 0 | 0 | 0 | 0 | 0
| 2033 Depreciation | (5)2033=(3)2033*Dep_ratet | £m | [7 empty] | 0 | 0 | 0 | 0 | 0 | 0 | 0 | 0 | 0 | 0 | 0 | 0 | 0 | 0 | 0 | 0 | 0 | 0 | 0 | 0 | 0 | 0 | 0 | 0 | 0 | 0 | 0 | 0 | 0 | 0 | 0 | 0 | 0 | 0 | 0 | 0 | 0 | 0 | 0 | 0 | 0 | 0 | 0
| 2034 Depreciation | (5)2034=(3)2034*Dep_ratet | £m | [8 empty] | 0 | 0 | 0 | 0 | 0 | 0 | 0 | 0 | 0 | 0 | 0 | 0 | 0 | 0 | 0 | 0 | 0 | 0 | 0 | 0 | 0 | 0 | 0 | 0 | 0 | 0 | 0 | 0 | 0 | 0 | 0 | 0 | 0 | 0 | 0 | 0 | 0 | 0 | 0 | 0 | 0 | 0
| 2035 Depreciation | (5)2035=(3)2035*Dep_ratet | £m | [9 empty] | 0 | 0 | 0 | 0 | 0 | 0 | 0 | 0 | 0 | 0 | 0 | 0 | 0 | 0 | 0 | 0 | 0 | 0 | 0 | 0 | 0 | 0 | 0 | 0 | 0 | 0 | 0 | 0 | 0 | 0 | 0 | 0 | 0 | 0 | 0 | 0 | 0 | 0 | 0 | 0 | 0
| 2036 Depreciation | (5)2036=(3)2036*Dep_ratet | £m | [10 empty] | 0 | 0 | 0 | 0 | 0 | 0 | 0 | 0 | 0 | 0 | 0 | 0 | 0 | 0 | 0 | 0 | 0 | 0 | 0 | 0 | 0 | 0 | 0 | 0 | 0 | 0 | 0 | 0 | 0 | 0 | 0 | 0 | 0 | 0 | 0 | 0 | 0 | 0 | 0 | 0
| 2037 Depreciation | (5)2037=(3)2037*Dep_ratet | £m | [11 empty] | 0 | 0 | 0 | 0 | 0 | 0 | 0 | 0 | 0 | 0 | 0 | 0 | 0 | 0 | 0 | 0 | 0 | 0 | 0 | 0 | 0 | 0 | 0 | 0 | 0 | 0 | 0 | 0 | 0 | 0 | 0 | 0 | 0 | 0 | 0 | 0 | 0 | 0 | 0
| 2038 Depreciation | (5)2038=(3)2038*Dep_ratet | £m | [12 empty] | 0 | 0 | 0 | 0 | 0 | 0 | 0 | 0 | 0 | 0 | 0 | 0 | 0 | 0 | 0 | 0 | 0 | 0 | 0 | 0 | 0 | 0 | 0 | 0 | 0 | 0 | 0 | 0 | 0 | 0 | 0 | 0 | 0 | 0 | 0 | 0 | 0 | 0
| 2039 Depreciation | (5)2039=(3)2039*Dep_ratet | £m | [13 empty] | 0 | 0 | 0 | 0 | 0 | 0 | 0 | 0 | 0 | 0 | 0 | 0 | 0 | 0 | 0 | 0 | 0 | 0 | 0 | 0 | 0 | 0 | 0 | 0 | 0 | 0 | 0 | 0 | 0 | 0 | 0 | 0 | 0 | 0 | 0 | 0 | 0
| 2040 Depreciation | (5)2040=(3)2040*Dep_ratet | £m | [14 empty] | 0 | 0 | 0 | 0 | 0 | 0 | 0 | 0 | 0 | 0 | 0 | 0 | 0 | 0 | 0 | 0 | 0 | 0 | 0 | 0 | 0 | 0 | 0 | 0 | 0 | 0 | 0 | 0 | 0 | 0 | 0 | 0 | 0 | 0 | 0 | 0
| 2041 Depreciation | (5)2041=(3)2041*Dep_ratet | £m | [15 empty] | 0 | 0 | 0 | 0 | 0 | 0 | 0 | 0 | 0 | 0 | 0 | 0 | 0 | 0 | 0 | 0 | 0 | 0 | 0 | 0 | 0 | 0 | 0 | 0 | 0 | 0 | 0 | 0 | 0 | 0 | 0 | 0 | 0 | 0 | 0
| 2042 Depreciation | (5)2042=(3)2042*Dep_ratet | £m | [16 empty] | 0 | 0 | 0 | 0 | 0 | 0 | 0 | 0 | 0 | 0 | 0 | 0 | 0 | 0 | 0 | 0 | 0 | 0 | 0 | 0 | 0 | 0 | 0 | 0 | 0 | 0 | 0 | 0 | 0 | 0 | 0 | 0 | 0 | 0
| 2043 Depreciation | (5)2043=(3)2043*Dep_ratet | £m | [17 empty] | 0 | 0 | 0 | 0 | 0 | 0 | 0 | 0 | 0 | 0 | 0 | 0 | 0 | 0 | 0 | 0 | 0 | 0 | 0 | 0 | 0 | 0 | 0 | 0 | 0 | 0 | 0 | 0 | 0 | 0 | 0 | 0 | 0
| 2044 Depreciation | (5)2044=(3)2044*Dep_ratet | £m | [18 empty] | 0 | 0 | 0 | 0 | 0 | 0 | 0 | 0 | 0 | 0 | 0 | 0 | 0 | 0 | 0 | 0 | 0 | 0 | 0 | 0 | 0 | 0 | 0 | 0 | 0 | 0 | 0 | 0 | 0 | 0 | 0 | 0
| 2045 Depreciation | (5)2045=(3)2045*Dep_ratet | £m | [19 empty] | 0 | 0 | 0 | 0 | 0 | 0 | 0 | 0 | 0 | 0 | 0 | 0 | 0 | 0 | 0 | 0 | 0 | 0 | 0 | 0 | 0 | 0 | 0 | 0 | 0 | 0 | 0 | 0 | 0 | 0 | 0
| 2046 Depreciation | (5)2046=(3)2046*Dep_ratet | £m | [20 empty] | 0 | 0 | 0 | 0 | 0 | 0 | 0 | 0 | 0 | 0 | 0 | 0 | 0 | 0 | 0 | 0 | 0 | 0 | 0 | 0 | 0 | 0 | 0 | 0 | 0 | 0 | 0 | 0 | 0 | 0
| 2047 Depreciation | (5)2047=(3)2047*Dep_ratet | £m | 2048: 0; 2049: 0; 2050: 0; 2051: 0; 2052: 0; 2053: 0; 2054: 0; 2055: 0; 2056: 0; 2057: 0; 2058: 0; 2059: 0; 2060: 0; 2061: 0; 2062: 0; 2063: 0; 2064: 0; 2065: 0; 2066: 0; 2067: 0; 2068: 0; 2069: 0; 2070: 0; 2071: 0; 2072: 0; 2073: 0; 2074: 0; 2075: 0; 2076: 0
| 2048 Depreciation | (5)2048=(3)2048*Dep_ratet | £m | 2049: 0; 2050: 0; 2051: 0; 2052: 0; 2053: 0; 2054: 0; 2055: 0; 2056: 0; 2057: 0; 2058: 0; 2059: 0; 2060: 0; 2061: 0; 2062: 0; 2063: 0; 2064: 0; 2065: 0; 2066: 0; 2067: 0; 2068: 0; 2069: 0; 2070: 0; 2071: 0; 2072: 0; 2073: 0; 2074: 0; 2075: 0; 2076: 0
| 2049 Depreciation | (5)2049=(3)2049*Dep_ratet | £m | 2050: 0; 2051: 0; 2052: 0; 2053: 0; 2054: 0; 2055: 0; 2056: 0; 2057: 0; 2058: 0; 2059: 0; 2060: 0; 2061: 0; 2062: 0; 2063: 0; 2064: 0; 2065: 0; 2066: 0; 2067: 0; 2068: 0; 2069: 0; 2070: 0; 2071: 0; 2072: 0; 2073: 0; 2074: 0; 2075: 0; 2076: 0
| 2050 Depreciation | (5)2050=(3)2050*Dep_ratet | £m
| 2051 Depreciation | (5)2051=(3)2051*Dep_ratet | £m
| 2052 Depreciation | (5)2052=(3)2052*Dep_ratet | £m
| 2053 Depreciation | (5)2053=(3)2053*Dep_ratet | £m
| 2054 Depreciation | (5)2054=(3)2054*Dep_ratet | £m
| 2055 Depreciation | (5)2055=(3)2055*Dep_ratet | £m
| 2056 Depreciation | (5)2056=(3)2056*Dep_ratet | £m
| 2057 Depreciation | (5)2057=(3)2057*Dep_ratet | £m
| 2058 Depreciation | (5)2058=(3)2058*Dep_ratet | £m
| 2059 Depreciation | (5)2059=(3)2059*Dep_ratet | £m
| 2060 Depreciation | (5)2060=(3)2060*Dep_ratet | £m
| 2061 Depreciation | (5)2061=(3)2061*Dep_ratet | £m
| 2062 Depreciation | (5)2062=(3)2062*Dep_ratet | £m
| 2063 Depreciation | (5)2063=(3)2063*Dep_ratet | £m
| 2064 Depreciation | (5)2064=(3)2064*Dep_ratet | £m
| 2065 Depreciation | (5)2065=(3)2065*Dep_ratet | £m
| 2066 Depreciation | (5)2066=(3)2066*Dep_ratet | £m
| 2067 Depreciation | (5)2067=(3)2067*Dep_ratet | £m
| 2068 Depreciation | (5)2068=(3)2068*Dep_ratet | £m
| 2069 Depreciation | (5)2069=(3)2069*Dep_ratet | £m
| 2070 Depreciation | (5)2070=(3)2070*Dep_ratet | £m
| Depreciation | (5)=∑(5)t | £m | 0 | -0.019658 | -0.040782 | -0.061905 | -0.083029 | -0.10415 | -0.098671 | -0.093189 | -0.087707 | -0.082226 | -0.076744 | -0.071262 | -0.065781 | -0.060299 | -0.054817 | -0.049335 | -0.043854 | -0.038372 | -0.03289 | -0.027409 | -0.021927 | -0.016445 | -0.010963 | -0.0054817 | 0 | 0 | 0 | 0 | 0 | 0 | 0 | 0 | 0 | 0 | 0 | 0 | 0 | 0 | 0 | 0 | 0 | 0 | 0 | 0 | 0 | 0 | 0 | 0 | 0 | 0
| Opening RAV balance | (6op)t=(6cl)t-1 | £m | 0 | -0.2359 | -0.46899 | -0.68096 | -0.8718 | -1.0415 | -0.93737 | -0.8387 | -0.74551 | -0.65781 | -0.57558 | -0.49884 | -0.42757 | -0.36179 | -0.30149 | -0.24668 | -0.19734 | -0.15349 | -0.11512 | -0.082226 | -0.054817 | -0.03289 | -0.016445 | -0.0054817 | -2.2204e-16 | -2.2204e-16 | -2.2204e-16 | -2.2204e-16 | -2.2204e-16 | -2.2204e-16 | -2.2204e-16 | -2.2204e-16 | -2.2204e-16 | -2.2204e-16 | -2.2204e-16 | -2.2204e-16 | -2.2204e-16 | -2.2204e-16 | -2.2204e-16 | -2.2204e-16 | -2.2204e-16 | -2.2204e-16 | -2.2204e-16 | -2.2204e-16 | -2.2204e-16 | -2.2204e-16 | -2.2204e-16 | -2.2204e-16 | -2.2204e-16 | -2.2204e-16
| Discounted RAV balance | (6D)=(6cl)*(1/1+WACC)) | £m | -0.227 | -0.4513 | -0.65527 | -0.83892 | -1.0022 | -0.90201 | -0.80707 | -0.71739 | -0.63299 | -0.55387 | -0.48002 | -0.41144 | -0.34815 | -0.29012 | -0.23737 | -0.1899 | -0.1477 | -0.11077 | -0.079124 | -0.052749 | -0.03165 | -0.015825 | -0.0052749 | -2.1367e-16 | -2.1367e-16 | -2.1367e-16 | -2.1367e-16 | -2.1367e-16 | -2.1367e-16 | -2.1367e-16 | -2.1367e-16 | -2.1367e-16 | -2.1367e-16 | -2.1367e-16 | -2.1367e-16 | -2.1367e-16 | -2.1367e-16 | -2.1367e-16 | -2.1367e-16 | -2.1367e-16 | -2.1367e-16 | -2.1367e-16 | -2.1367e-16 | -2.1367e-16 | -2.1367e-16 | -2.1367e-16 | -2.1367e-16 | -2.1367e-16 | -2.1367e-16 | -2.1367e-16
| Closing RAV balance | (6cl)=(3)-(5)+(6op) | £m | -0.2359 | -0.46899 | -0.68096 | -0.8718 | -1.0415 | -0.93737 | -0.8387 | -0.74551 | -0.65781 | -0.57558 | -0.49884 | -0.42757 | -0.36179 | -0.30149 | -0.24668 | -0.19734 | -0.15349 | -0.11512 | -0.082226 | -0.054817 | -0.03289 | -0.016445 | -0.0054817 | -2.2204e-16 | -2.2204e-16 | -2.2204e-16 | -2.2204e-16 | -2.2204e-16 | -2.2204e-16 | -2.2204e-16 | -2.2204e-16 | -2.2204e-16 | -2.2204e-16 | -2.2204e-16 | -2.2204e-16 | -2.2204e-16 | -2.2204e-16 | -2.2204e-16 | -2.2204e-16 | -2.2204e-16 | -2.2204e-16 | -2.2204e-16 | -2.2204e-16 | -2.2204e-16 | -2.2204e-16 | -2.2204e-16 | -2.2204e-16 | -2.2204e-16 | -2.2204e-16 | -2.2204e-16
| Cost of Capital | (6)=avg[(6D),(6op)]xWACC | £m | -0.0044492 | -0.013469 | -0.022036 | -0.02979 | -0.036731 | -0.038093 | -0.034191 | -0.030499 | -0.027019 | -0.023749 | -0.02069 | -0.017842 | -0.015204 | -0.012778 | -0.010562 | -0.0085569 | -0.0067628 | -0.0051795 | -0.0038071 | -0.0026455 | -0.0016947 | -0.00095482 | -0.00042571 | -0.00010744 | -8.54e-18 | -8.54e-18 | -8.54e-18 | -8.54e-18 | -8.54e-18 | -8.54e-18 | -8.54e-18 | -8.54e-18 | -8.54e-18 | -8.54e-18 | -8.54e-18 | -8.54e-18 | -8.54e-18 | -8.54e-18 | -8.54e-18 | -8.54e-18 | -8.54e-18 | -8.54e-18 | -8.54e-18 | -8.54e-18 | -8.54e-18 | -8.54e-18 | -8.54e-18 | -8.54e-18 | -8.54e-18 | -8.54e-18
| Total Capitalised Costs | (7)=(5)+(6) | £m | -0.0044492 | -0.033127 | -0.062817 | -0.091695 | -0.11976 | -0.14225 | -0.13286 | -0.12369 | -0.11473 | -0.10597 | -0.097434 | -0.089104 | -0.080985 | -0.073076 | -0.065379 | -0.057892 | -0.050616 | -0.043552 | -0.036697 | -0.030054 | -0.023622 | -0.0174 | -0.011389 | -0.0055892 | -8.54e-18 | -8.54e-18 | -8.54e-18 | -8.54e-18 | -8.54e-18 | -8.54e-18 | -8.54e-18 | -8.54e-18 | -8.54e-18 | -8.54e-18 | -8.54e-18 | -8.54e-18 | -8.54e-18 | -8.54e-18 | -8.54e-18 | -8.54e-18 | -8.54e-18 | -8.54e-18 | -8.54e-18 | -8.54e-18 | -8.54e-18 | -8.54e-18 | -8.54e-18 | -8.54e-18 | -8.54e-18 | -8.54e-18
| Total Non-Capitalised Costs |  |  | -0.46431 | -0.49746 | -0.49744 | -0.49743 | -0.49741 | -0.00014662 | -0.00015281 | -0.00015933 | -0.00016623 | -0.00017354 | -0.00018127 | -0.00018945 | -0.00019806 | -0.00020712 | -0.00021665 | -0.00022669 | -0.00023725 | -0.00024837 | -0.00026007 | -0.00027238 | -0.00028534 | -0.00029898 | -0.00031334 | -0.00032845 | -0.00037225 | -0.00039046 | -0.00040962 | -0.00042979 | -0.00045101 | -0.00047335 | -0.00049686 | -0.00052161 | -0.00054765 | -0.00057507 | -0.00060392 | -0.00063429 | -0.00066625 | -0.00069989 | -0.0007353 | -0.00077256 | -0.00081178 | -0.00085306 | -0.00089651 | -0.00094224 | -0.00099037 | -0.001041 | -0.0010943 | -0.0011505 | -0.0012095 | -0.0012716
| Total Direct Costs |  |  | -0.46876 | -0.53059 | -0.56026 | -0.58912 | -0.61717 | -0.14239 | -0.13301 | -0.12385 | -0.11489 | -0.10615 | -0.097615 | -0.089293 | -0.081183 | -0.073283 | -0.065596 | -0.058119 | -0.050854 | -0.0438 | -0.036957 | -0.030326 | -0.023907 | -0.017699 | -0.011702 | -0.0059176 | -0.00037225 | -0.00039046 | -0.00040962 | -0.00042979 | -0.00045101 | -0.00047335 | -0.00049686 | -0.00052161 | -0.00054765 | -0.00057507 | -0.00060392 | -0.00063429 | -0.00066625 | -0.00069989 | -0.0007353 | -0.00077256 | -0.00081178 | -0.00085306 | -0.00089651 | -0.00094224 | -0.00099037 | -0.001041 | -0.0010943 | -0.0011505 | -0.0012095 | -0.0012716
Non-Financial Costs/Benefits
Calculated values
| Category | Description |  | 2027 | 2028 | 2029 | 2030 | 2031 | 2032 | 2033 | 2034 | 2035 | 2036 | 2037 | 2038 | 2039 | 2040 | 2041 | 2042 | 2043 | 2044 | 2045 | 2046 | 2047 | 2048 | 2049 | 2050 | 2051 | 2052 | 2053 | 2054 | 2055 | 2056 | 2057 | 2058 | 2059 | 2060 | 2061 | 2062 | 2063 | 2064 | 2065 | 2066 | 2067 | 2068 | 2069 | 2070 | 2071 | 2072 | 2073 | 2074 | 2075 | 2076
Non-financial benefits/costs - values | Environmental | Leakage | £m | -0.0012294 | -0.0012791 | -0.0011903 | -0.0011174 | -0.0010387 | -0.00094579 | -0.00099871 | -0.0010582 | -0.0011217 | -0.0011857 | -0.0012578 | -0.0013346 | -0.0014163 | -0.0015074 | -0.0015998 | -0.001698 | -0.0018023 | -0.0019183 | -0.0020363 | -0.0021674 | -0.0023008 | -0.0024489 | -0.0026064 | -0.0027739 | -0.0031894 | -0.0033936 | -0.0036116 | -0.0038431 | -0.0040891 | -0.0043505 | -0.0046286 | -0.0049242 | -0.0052384 | -0.0055723 | -0.0059272 | -0.0063043 | -0.0067051 | -0.0071309 | -0.0075833 | -0.0080639 | -0.0085746 | -0.0091169 | -0.0096931 | -0.010305 | -0.010955 | -0.011645 | -0.012378 | -0.013156 | -0.013982 | -0.014859
| Environmental |  | £m
| Environmental |  | £m
| Safety | Fatality risk | £m | -0.42421 | -0.42787 | -0.42662 | -0.43172 | -0.40991 | -0.41416 | -0.42404 | -0.42965 | -0.43557 | -0.44182 | -0.4484 | -0.45536 | -0.46268 | -0.47039 | -0.4785 | -0.48704 | -0.49602 | -0.50548 | -0.51543 | -0.52591 | -0.5333 | -0.54032 | -0.54681 | -0.55158 | -5.146 | -5.1653 | -5.1855 | -5.2069 | -5.2293 | -5.253 | -5.2778 | -5.2919 | -5.3055 | -5.3106 | -5.3149 | -5.3195 | -5.3244 | -5.3294 | -5.3348 | -5.3404 | -5.3463 | -5.3526 | -5.3592 | -5.3661 | -5.3733 | -5.381 | -5.3891 | -5.3975 | -5.4065 | -5.4154
| Safety | Non-Fatality risk | £m | -0.0063406 | -0.0063952 | -0.0063766 | -0.0064527 | -0.0061268 | -0.0061903 | -0.0063379 | -0.0064218 | -0.0065103 | -0.0066037 | -0.0067021 | -0.0068061 | -0.0069156 | -0.0070307 | -0.007152 | -0.0072796 | -0.0074139 | -0.0075552 | -0.007704 | -0.0078605 | -0.0079711 | -0.008076 | -0.008173 | -0.0082443 | -0.076916 | -0.077203 | -0.077506 | -0.077825 | -0.078161 | -0.078514 | -0.078886 | -0.079097 | -0.0793 | -0.079375 | -0.079441 | -0.079509 | -0.079581 | -0.079657 | -0.079737 | -0.079821 | -0.07991 | -0.080003 | -0.080101 | -0.080205 | -0.080313 | -0.080428 | -0.080548 | -0.080675 | -0.080809 | -0.080942
| Safety |  | £m
| Safety |  | £m
| Financial | NGN VF Financial Risk | £m | -1.7026 | -1.7196 | -1.7225 | -1.7308 | -1.6473 | -1.6609 | -1.7468 | -1.837 | -1.9321 | -2.0322 | -2.1376 | -2.2486 | -2.3654 | -2.4883 | -2.6177 | -2.754 | -2.8973 | -3.0481 | -3.2069 | -3.374 | -3.5498 | -3.7348 | -3.9296 | -4.1345 | -42.4893 | -44.7187 | -47.0651 | -49.5347 | -52.134 | -54.8697 | -57.7491 | -60.7797 | -63.9693 | -67.3264 | -70.8597 | -74.5785 | -78.4925 | -82.612 | -86.9478 | -91.5111 | -96.3139 | -101.3688 | -106.6892 | -112.2889 | -118.1826 | -124.3858 | -130.9146 | -137.7862 | -144.9987 | -152.5887
| Financial | NGN VF Customer Risk | £m | -2.8916 | -2.9615 | -2.967 | -2.9798 | -2.9385 | -2.9753 | -3.086 | -3.1838 | -3.2867 | -3.395 | -3.5091 | -3.6293 | -3.7558 | -3.8889 | -4.0291 | -4.1766 | -4.3318 | -4.4952 | -4.6672 | -4.8482 | -5.0365 | -5.2341 | -5.4416 | -5.6562 | -57.9953 | -60.2904 | -62.706 | -65.2485 | -67.9244 | -70.7408 | -73.7051 | -76.75 | -79.9469 | -83.306 | -86.8409 | -90.5613 | -94.4771 | -98.5984 | -102.9362 | -107.5016 | -112.3068 | -117.3643 | -122.6873 | -128.2898 | -134.1864 | -140.3926 | -146.9247 | -153.7997 | -161.0158 | -168.5704
| Financial | NGN VF Compliance Risk | £m | -1.2851 | -1.2959 | -1.2927 | -1.3071 | -1.2474 | -1.2594 | -1.2876 | -1.304 | -1.3214 | -1.3397 | -1.359 | -1.3794 | -1.4009 | -1.4234 | -1.4472 | -1.4722 | -1.4986 | -1.5263 | -1.5555 | -1.5862 | -1.6085 | -1.6299 | -1.6499 | -1.6654 | -14.3169 | -14.3724 | -14.4309 | -14.4925 | -14.5573 | -14.6255 | -14.6972 | -14.7395 | -14.7805 | -14.7983 | -14.8143 | -14.8312 | -14.849 | -14.8677 | -14.8874 | -14.9081 | -14.9299 | -14.9529 | -14.977 | -15.0025 | -15.0293 | -15.0574 | -15.0871 | -15.1183 | -15.1512 | -15.1841
| Other |  | £m
| Other |  | £m
Inputs
| Category | Description |  | 2027 | 2028 | 2029 | 2030 | 2031 | 2032 | 2033 | 2034 | 2035 | 2036 | 2037 | 2038 | 2039 | 2040 | 2041 | 2042 | 2043 | 2044 | 2045 | 2046 | 2047 | 2048 | 2049 | 2050 | 2051 | 2052 | 2053 | 2054 | 2055 | 2056 | 2057 | 2058 | 2059 | 2060 | 2061 | 2062 | 2063 | 2064 | 2065 | 2066 | 2067 | 2068 | 2069 | 2070 | 2071 | 2072 | 2073 | 2074 | 2075 | 2076
Non-financial benefits/costs - inputs | Environmental | Leakage | GWh | 0.0030189 | 0.0030861 | 0.0028323 | 0.0026226 | 0.0023971 | 0.0021468 | 0.0022374 | 0.0023329 | 0.002434 | 0.0025409 | 0.0026541 | 0.0027739 | 0.0028999 | 0.0030325 | 0.0031722 | 0.0033191 | 0.0034737 | 0.0036365 | 0.0038078 | 0.0039881 | 0.0041779 | 0.0043776 | 0.0045879 | 0.0048091 | 0.0054504 | 0.005717 | 0.0059975 | 0.0062928 | 0.0066035 | 0.0069306 | 0.0072749 | 0.0076372 | 0.0080186 | 0.00842 | 0.0088424 | 0.0092871 | 0.009755 | 0.010248 | 0.010766 | 0.011312 | 0.011886 | 0.01249 | 0.013126 | 0.013796 | 0.014501 | 0.015242 | 0.016023 | 0.016845 | 0.017709 | 0.018619
Environmental
Environmental
| Safety | Fatality risk |  | 0.018937 | 0.0191 | 0.019044 | 0.019272 | 0.018298 | 0.018488 | 0.018929 | 0.01918 | 0.019444 | 0.019723 | 0.020017 | 0.020327 | 0.020654 | 0.020998 | 0.02136 | 0.021741 | 0.022142 | 0.022564 | 0.023009 | 0.023476 | 0.023806 | 0.02412 | 0.024409 | 0.024622 | 0.22972 | 0.23058 | 0.23148 | 0.23243 | 0.23344 | 0.23449 | 0.2356 | 0.23623 | 0.23684 | 0.23706 | 0.23726 | 0.23746 | 0.23768 | 0.23791 | 0.23814 | 0.2384 | 0.23866 | 0.23894 | 0.23923 | 0.23954 | 0.23987 | 0.24021 | 0.24057 | 0.24095 | 0.24134 | 0.24174
| Safety | Non-Fatality risk |  | 0.042082 | 0.042444 | 0.042321 | 0.042826 | 0.040663 | 0.041085 | 0.042064 | 0.042621 | 0.043208 | 0.043828 | 0.044481 | 0.045172 | 0.045898 | 0.046662 | 0.047467 | 0.048314 | 0.049205 | 0.050143 | 0.051131 | 0.05217 | 0.052903 | 0.0536 | 0.054243 | 0.054717 | 0.51048 | 0.51239 | 0.5144 | 0.51652 | 0.51875 | 0.52109 | 0.52356 | 0.52496 | 0.52631 | 0.52681 | 0.52724 | 0.52769 | 0.52817 | 0.52868 | 0.52921 | 0.52977 | 0.53036 | 0.53097 | 0.53163 | 0.53231 | 0.53303 | 0.53379 | 0.53459 | 0.53543 | 0.53632 | 0.53721
Safety
Safety
Other
Other
Other
Other
Other
Alternative carbon calculations |  |  |  | 2027 | 2028 | 2029 | 2030 | 2031 | 2032 | 2033 | 2034 | 2035 | 2036 | 2037 | 2038 | 2039 | 2040 | 2041 | 2042 | 2043 | 2044 | 2045 | 2046 | 2047 | 2048 | 2049 | 2050 | 2051 | 2052 | 2053 | 2054 | 2055 | 2056 | 2057 | 2058 | 2059 | 2060 | 2061 | 2062 | 2063 | 2064 | 2065 | 2066 | 2067 | 2068 | 2069 | 2070 | 2071 | 2072 | 2073 | 2074 | 2075 | 2076
Environmental costs - low CO2 cost | Environmental | Leakage | £m | -0.00061567 | -0.00063897 | -0.00059534 | -0.00055966 | -0.00051933 | -0.00047218 | -0.00049962 | -0.00052886 | -0.00056018 | -0.0005937 | -0.0006296 | -0.00066802 | -0.00070901 | -0.00075273 | -0.00079919 | -0.00084875 | -0.00090162 | -0.00095803 | -0.0010182 | -0.0010824 | -0.0011509 | -0.001224 | -0.0013021 | -0.0013853 | -0.0015926 | -0.0016943 | -0.0018026 | -0.0019176 | -0.0020399 | -0.0021699 | -0.0023081 | -0.002455 | -0.002611 | -0.0027769 | -0.0029532 | -0.0031405 | -0.0033395 | -0.0035509 | -0.0037755 | -0.0040142 | -0.0042676 | -0.0045368 | -0.0048227 | -0.0051264 | -0.0054488 | -0.0057912 | -0.0061547 | -0.0065407 | -0.0069505 | -0.0073851
| Environmental |  | £m
| Environmental |  | £m
Environmental costs - high CO2 cost | Environmental | Leakage | £m | -0.001847 | -0.0019169 | -0.001786 | -0.001679 | -0.001558 | -0.0014165 | -0.0014988 | -0.0015866 | -0.0016805 | -0.0017811 | -0.0018888 | -0.0020041 | -0.002127 | -0.0022582 | -0.0023976 | -0.0025463 | -0.0027049 | -0.0028741 | -0.0030546 | -0.0032473 | -0.0034528 | -0.0036721 | -0.0039062 | -0.004156 | -0.0047778 | -0.0050829 | -0.0054077 | -0.0057529 | -0.0061198 | -0.0065097 | -0.0069242 | -0.0073649 | -0.0078331 | -0.0083308 | -0.0088596 | -0.0094215 | -0.010019 | -0.010653 | -0.011327 | -0.012042 | -0.012803 | -0.01361 | -0.014468 | -0.015379 | -0.016346 | -0.017374 | -0.018464 | -0.019622 | -0.020851 | -0.022155
| Environmental |  | £m
| Environmental |  | £m
Net Present Values
Discount factors and summary
|  |  |  | 2027 | 2028 | 2029 | 2030 | 2031 | 2032 | 2033 | 2034 | 2035 | 2036 | 2037 | 2038 | 2039 | 2040 | 2041 | 2042 | 2043 | 2044 | 2045 | 2046 | 2047 | 2048 | 2049 | 2050 | 2051 | 2052 | 2053 | 2054 | 2055 | 2056 | 2057 | 2058 | 2059 | 2060 | 2061 | 2062 | 2063 | 2064 | 2065 | 2066 | 2067 | 2068 | 2069 | 2070 | 2071 | 2072 | 2073 | 2074 | 2075 | 2076
Discount factors | Discount factor (Non-Safety) | =1/[(1+SRTP)^n] | % | 100% | 96.62% | 93.35% | 90.19% | 87.14% | 84.2% | 81.35% | 78.6% | 75.94% | 73.37% | 70.89% | 68.49% | 66.18% | 63.94% | 61.78% | 59.69% | 57.67% | 55.72% | 53.84% | 52.02% | 50.26% | 48.56% | 46.92% | 45.33% | 43.8% | 42.31% | 40.88% | 39.5% | 38.17% | 36.87% | 35.63% | 34.59% | 33.58% | 32.6% | 31.65% | 30.73% | 29.84% | 28.97% | 28.12% | 27.31% | 26.51% | 25.74% | 24.99% | 24.26% | 23.55% | 22.87% | 22.2% | 21.56% | 20.93% | 20.32%
| Discount factor (Safety) | =1/[(1+HDR)^n] | % | 100% | 98.52% | 97.07% | 95.63% | 94.22% | 92.83% | 91.45% | 90.1% | 88.77% | 87.46% | 86.17% | 84.89% | 83.64% | 82.4% | 81.18% | 79.99% | 78.8% | 77.64% | 76.49% | 75.36% | 74.25% | 73.15% | 72.07% | 71% | 69.95% | 68.92% | 67.9% | 66.9% | 65.91% | 64.94% | 63.98% | 63.16% | 62.36% | 61.57% | 60.79% | 60.02% | 59.25% | 58.5% | 57.76% | 57.03% | 56.3% | 55.59% | 54.88% | 54.18% | 53.5% | 52.82% | 52.15% | 51.48% | 50.83% | 50.19%
Summary of discounted costs/benefits | Capex |  | £m | -0.46855 | -0.51244 | -0.52283 | -0.53119 | -0.53769 | -0.11977 | -0.10808 | -0.097218 | -0.087124 | -0.077757 | -0.069073 | -0.061031 | -0.053594 | -0.046725 | -0.04039 | -0.034555 | -0.029191 | -0.024267 | -0.019756 | -0.015633 | -0.011871 | -0.0084489 | -0.0053432 | -0.0025335 | -3.7401e-18 | -3.6137e-18 | -3.4915e-18 | -3.3734e-18 | -3.2593e-18 | -3.1491e-18 | -3.0426e-18 | -2.954e-18 | -2.868e-18 | -2.7844e-18 | -2.7033e-18 | -2.6246e-18 | -2.5481e-18 | -2.4739e-18 | -2.4019e-18 | -2.3319e-18 | -2.264e-18 | -2.198e-18 | -2.134e-18 | -2.0719e-18 | -2.0115e-18 | -1.9529e-18 | -1.8961e-18 | -1.8408e-18 | -1.7872e-18 | -1.7352e-18
| Opex |  | £m | 0 | 0 | 0 | 0 | 0 | 0 | 0 | 0 | 0 | 0 | 0 | 0 | 0 | 0 | 0 | 0 | 0 | 0 | 0 | 0 | 0 | 0 | 0 | 0 | 0 | 0 | 0 | 0 | 0 | 0 | 0 | 0 | 0 | 0 | 0 | 0 | 0 | 0 | 0 | 0 | 0 | 0 | 0 | 0 | 0 | 0 | 0 | 0 | 0 | 0
| Pass Through Costs |  | £m | -0.00020618 | -0.00020365 | -0.00018058 | -0.00016155 | -0.00014267 | -0.00012345 | -0.00012431 | -0.00012523 | -0.00012624 | -0.00012733 | -0.00012851 | -0.00012976 | -0.00013107 | -0.00013243 | -0.00013384 | -0.00013531 | -0.00013682 | -0.00013839 | -0.00014001 | -0.00014168 | -0.0001434 | -0.00014518 | -0.00014701 | -0.00014888 | -0.00016303 | -0.00016522 | -0.00016747 | -0.00016977 | -0.00017213 | -0.00017455 | -0.00017702 | -0.00018043 | -0.00018392 | -0.0001875 | -0.00019117 | -0.00019494 | -0.00019879 | -0.00020275 | -0.0002068 | -0.00021095 | -0.00021521 | -0.00021956 | -0.00022403 | -0.0002286 | -0.00023327 | -0.00023806 | -0.00024297 | -0.00024799 | -0.00025312 | -0.00025837
| Environmental - central CO2 cost |  | £m | -0.0012294 | -0.0012359 | -0.0011112 | -0.0010078 | -0.00090518 | -0.00079633 | -0.00081245 | -0.00083175 | -0.00085183 | -0.00087001 | -0.00089167 | -0.00091415 | -0.00093728 | -0.00096386 | -0.00098834 | -0.0010135 | -0.0010394 | -0.0010689 | -0.0010963 | -0.0011274 | -0.0011563 | -0.0011891 | -0.0012228 | -0.0012574 | -0.0013968 | -0.001436 | -0.0014766 | -0.0015181 | -0.0015606 | -0.0016042 | -0.0016491 | -0.0017033 | -0.0017592 | -0.0018168 | -0.0018762 | -0.0019375 | -0.0020006 | -0.0020657 | -0.0021328 | -0.0022019 | -0.0022732 | -0.0023465 | -0.0024222 | -0.0025001 | -0.0025803 | -0.002663 | -0.0027481 | -0.0028358 | -0.0029261 | -0.003019
| Environmental - low CO2 cost |  | £m | -0.00061567 | -0.00061736 | -0.00055576 | -0.00050478 | -0.00045257 | -0.00039756 | -0.00040644 | -0.00041568 | -0.0004254 | -0.00043562 | -0.00044633 | -0.00045756 | -0.00046921 | -0.0004813 | -0.00049373 | -0.00050661 | -0.00051997 | -0.00053382 | -0.00054816 | -0.00056303 | -0.00057842 | -0.00059436 | -0.00061087 | -0.00062796 | -0.00069749 | -0.00071694 | -0.00073695 | -0.00075749 | -0.00077855 | -0.00080014 | -0.00082232 | -0.00084917 | -0.00087686 | -0.0009054 | -0.00093483 | -0.00096516 | -0.00099643 | -0.0010287 | -0.0010619 | -0.0010961 | -0.0011314 | -0.0011677 | -0.0012051 | -0.0012437 | -0.0012834 | -0.0013243 | -0.0013665 | -0.0014099 | -0.0014546 | -0.0015005
| Environmental - high CO2 cost |  | £m | -0.001847 | -0.0018521 | -0.0016673 | -0.0015143 | -0.0013577 | -0.0011927 | -0.0012193 | -0.001247 | -0.0012762 | -0.0013069 | -0.001339 | -0.0013727 | -0.0014076 | -0.0014439 | -0.0014812 | -0.0015198 | -0.0015599 | -0.0016015 | -0.0016445 | -0.0016891 | -0.0017353 | -0.0017831 | -0.0018326 | -0.0018839 | -0.0020925 | -0.0021508 | -0.0022109 | -0.0022725 | -0.0023356 | -0.0024004 | -0.002467 | -0.0025475 | -0.0026306 | -0.0027162 | -0.0028045 | -0.0028955 | -0.0029893 | -0.003086 | -0.0031856 | -0.0032883 | -0.0033941 | -0.0035031 | -0.0036154 | -0.0037311 | -0.0038503 | -0.003973 | -0.0040994 | -0.0042296 | -0.0043637 | -0.0045015
| Safety |  | £m | -0.43055 | -0.42784 | -0.4203 | -0.41903 | -0.39198 | -0.39019 | -0.39359 | -0.39291 | -0.39244 | -0.39218 | -0.39215 | -0.39235 | -0.39277 | -0.39341 | -0.39428 | -0.39538 | -0.39672 | -0.39831 | -0.40015 | -0.40225 | -0.40188 | -0.40115 | -0.39997 | -0.3975 | -3.6537 | -3.6131 | -3.5737 | -3.5354 | -3.4982 | -3.462 | -3.427 | -3.3926 | -3.3581 | -3.3186 | -3.2792 | -3.2403 | -3.2021 | -3.1644 | -3.1274 | -3.091 | -3.0551 | -3.0198 | -2.9851 | -2.951 | -2.9175 | -2.8846 | -2.8522 | -2.8204 | -2.7892 | -2.7584
| Financial |  | £m | -5.8794 | -5.7749 | -5.5844 | -5.4276 | -5.0832 | -4.9639 | -4.9789 | -4.9713 | -4.9667 | -4.9651 | -4.9664 | -4.9708 | -4.9779 | -4.9878 | -5.0003 | -5.0155 | -5.0333 | -5.0537 | -5.0765 | -5.1019 | -5.1235 | -5.1465 | -5.1706 | -5.1928 | -50.2782 | -50.516 | -50.7785 | -51.0655 | -51.3766 | -51.7118 | -52.0706 | -52.6701 | -53.2946 | -53.9379 | -54.6094 | -55.3103 | -56.0409 | -56.8013 | -57.5918 | -58.4127 | -59.2643 | -60.1468 | -61.0607 | -62.0061 | -62.9835 | -63.9933 | -65.0358 | -66.1114 | -67.2123 | -68.3384
| Other |  | £m | 0 | 0 | 0 | 0 | 0 | 0 | 0 | 0 | 0 | 0 | 0 | 0 | 0 | 0 | 0 | 0 | 0 | 0 | 0 | 0 | 0 | 0 | 0 | 0 | 0 | 0 | 0 | 0 | 0 | 0 | 0 | 0 | 0 | 0 | 0 | 0 | 0 | 0 | 0 | 0 | 0 | 0 | 0 | 0 | 0 | 0 | 0 | 0 | 0 | 0
Annual Total | Total - central carbon cost |  | £m | -6.7799 | -6.7166 | -6.5288 | -6.379 | -6.014 | -5.4748 | -5.4815 | -5.4624 | -5.4472 | -5.436 | -5.4287 | -5.4252 | -5.4254 | -5.429 | -5.4361 | -5.4466 | -5.4604 | -5.4774 | -5.4977 | -5.521 | -5.5386 | -5.5574 | -5.5772 | -5.5943 | -53.9334 | -54.1307 | -54.3538 | -54.6025 | -54.8765 | -55.1756 | -55.4994 | -56.0645 | -56.6546 | -57.2585 | -57.8906 | -58.5527 | -59.2451 | -59.968 | -60.7216 | -61.5061 | -62.3219 | -63.1692 | -64.0484 | -64.9599 | -65.9039 | -66.8808 | -67.891 | -68.935 | -70.0047 | -71.1001
| Total - low carbon cost |  | £m | -6.7793 | -6.716 | -6.5283 | -6.3785 | -6.0135 | -5.4744 | -5.4811 | -5.4619 | -5.4468 | -5.4356 | -5.4282 | -5.4248 | -5.4249 | -5.4286 | -5.4356 | -5.4461 | -5.4599 | -5.4769 | -5.4971 | -5.5205 | -5.538 | -5.5568 | -5.5766 | -5.5936 | -53.9327 | -54.13 | -54.3531 | -54.6018 | -54.8758 | -55.1748 | -55.4986 | -56.0637 | -56.6537 | -57.2576 | -57.8897 | -58.5518 | -59.2441 | -59.967 | -60.7205 | -61.505 | -62.3207 | -63.168 | -64.0472 | -64.9586 | -65.9026 | -66.8794 | -67.8896 | -68.9335 | -70.0032 | -71.0985
| Total - high carbon cost |  | £m | -6.7805 | -6.7173 | -6.5294 | -6.3795 | -6.0144 | -5.4752 | -5.4819 | -5.4628 | -5.4476 | -5.4364 | -5.4291 | -5.4257 | -5.4258 | -5.4295 | -5.4366 | -5.4471 | -5.4609 | -5.478 | -5.4982 | -5.5216 | -5.5392 | -5.558 | -5.5779 | -5.5949 | -53.9341 | -54.1314 | -54.3546 | -54.6033 | -54.8773 | -55.1764 | -55.5003 | -56.0654 | -56.6555 | -57.2594 | -57.8915 | -58.5537 | -59.2461 | -59.969 | -60.7226 | -61.5072 | -62.323 | -63.1704 | -64.0496 | -64.9611 | -65.9051 | -66.8821 | -67.8924 | -68.9363 | -70.0061 | -71.1015
Net Present Value | NPV - central carbon cost |  | £m | -6.7799 | -13.4966 | -20.0254 | -26.4044 | -32.4184 | -37.8932 | -43.3747 | -48.8371 | -54.2843 | -59.7203 | -65.149 | -70.5742 | -75.9996 | -81.4286 | -86.8647 | -92.3113 | -97.7717 | -103.2492 | -108.7468 | -114.2679 | -119.8065 | -125.3639 | -130.9412 | -136.5354 | -190.4688 | -244.5995 | -298.9533 | -353.5559 | -408.4324 | -463.608 | -519.1075 | -575.172 | -631.8266 | -689.0851 | -746.9757 | -805.5284 | -864.7736 | -924.7416 | -985.4631 | -1046.9692 | -1109.2911 | -1172.4603 | -1236.5088 | -1301.4686 | -1367.3725 | -1434.2533 | -1502.1443 | -1571.0793 | -1641.084 | -1712.184
| NPV - low carbon cost |  | £m | -6.7793 | -13.4953 | -20.0236 | -26.4021 | -32.4156 | -37.89 | -43.3712 | -48.8331 | -54.2799 | -59.7155 | -65.1437 | -70.5685 | -75.9934 | -81.4219 | -86.8576 | -92.3037 | -97.7635 | -103.2404 | -108.7376 | -114.258 | -119.7961 | -125.3529 | -130.9295 | -136.5232 | -190.4559 | -244.5858 | -298.9389 | -353.5407 | -408.4165 | -463.5912 | -519.0899 | -575.1536 | -631.8073 | -689.0649 | -746.9545 | -805.5063 | -864.7504 | -924.7174 | -985.4378 | -1046.9428 | -1109.2636 | -1172.4316 | -1236.4789 | -1301.4375 | -1367.34 | -1434.2195 | -1502.1091 | -1571.0427 | -1641.0459 | -1712.1444
| NPV - high carbon cost |  | £m | -6.7805 | -13.4978 | -20.0272 | -26.4067 | -32.4211 | -37.8963 | -43.3783 | -48.841 | -54.2887 | -59.7251 | -65.1542 | -70.5799 | -76.0058 | -81.4353 | -86.8719 | -92.319 | -97.7799 | -103.2579 | -108.7561 | -114.2777 | -119.8169 | -125.3749 | -130.9528 | -136.5477 | -190.4818 | -244.6132 | -298.9678 | -353.571 | -408.4484 | -463.6247 | -519.125 | -575.1904 | -631.8459 | -689.1053 | -746.9968 | -805.5505 | -864.7966 | -924.7656 | -985.4882 | -1046.9954 | -1109.3184 | -1172.4888 | -1236.5384 | -1301.4995 | -1367.4047 | -1434.2868 | -1502.1791 | -1571.1155 | -1641.1216 | -1712.2232
Comparison to baseline
|  |  |  | 2027 | 2028 | 2029 | 2030 | 2031 | 2032 | 2033 | 2034 | 2035 | 2036 | 2037 | 2038 | 2039 | 2040 | 2041 | 2042 | 2043 | 2044 | 2045 | 2046 | 2047 | 2048 | 2049 | 2050 | 2051 | 2052 | 2053 | 2054 | 2055 | 2056 | 2057 | 2058 | 2059 | 2060 | 2061 | 2062 | 2063 | 2064 | 2065 | 2066 | 2067 | 2068 | 2069 | 2070 | 2071 | 2072 | 2073 | 2074 | 2075 | 2076
Summary of discounted costs/benefits | Capex |  | £m | -0.46855 | -0.51244 | -0.52283 | -0.53119 | -0.53769 | -0.11977 | -0.10808 | -0.097218 | -0.087124 | -0.077757 | -0.069073 | -0.061031 | -0.053594 | -0.046725 | -0.04039 | -0.034555 | -0.029191 | -0.024267 | -0.019756 | -0.015633 | -0.011871 | -0.0084489 | -0.0053432 | -0.0025335 | -3.7401e-18 | -3.6137e-18 | -3.4915e-18 | -3.3734e-18 | -3.2593e-18 | -3.1491e-18 | -3.0426e-18 | -2.954e-18 | -2.868e-18 | -2.7844e-18 | -2.7033e-18 | -2.6246e-18 | -2.5481e-18 | -2.4739e-18 | -2.4019e-18 | -2.3319e-18 | -2.264e-18 | -2.198e-18 | -2.134e-18 | -2.0719e-18 | -2.0115e-18 | -1.9529e-18 | -1.8961e-18 | -1.8408e-18 | -1.7872e-18 | -1.7352e-18
| Opex |  | £m | 0 | 0 | 0 | 0 | 0 | 0 | 0 | 0 | 0 | 0 | 0 | 0 | 0 | 0 | 0 | 0 | 0 | 0 | 0 | 0 | 0 | 0 | 0 | 0 | 0 | 0 | 0 | 0 | 0 | 0 | 0 | 0 | 0 | 0 | 0 | 0 | 0 | 0 | 0 | 0 | 0 | 0 | 0 | 0 | 0 | 0 | 0 | 0 | 0 | 0
| Pass Through Costs |  | £m | 0 | 4.7078e-06 | 3.0032e-05 | 5.1391e-05 | 7.2689e-05 | 9.4406e-05 | 9.6137e-05 | 9.7892e-05 | 9.9641e-05 | 0.00010139 | 0.00010313 | 0.00010487 | 0.00010665 | 0.00010845 | 0.00011028 | 0.00011215 | 0.00011404 | 0.00011597 | 0.00011793 | 0.00011993 | 0.00012196 | 0.00012402 | 0.00012612 | 0.00012825 | 0.00014246 | 0.00014487 | 0.00014732 | 0.00014981 | 0.00015234 | 0.00015492 | 0.00015754 | 0.00016098 | 0.00016449 | 0.00016809 | 0.00017176 | 0.00017551 | 0.00017935 | 0.00018326 | 0.00018727 | 0.00019136 | 0.00019554 | 0.00019981 | 0.00020418 | 0.00020864 | 0.00021319 | 0.00021785 | 0.00022261 | 0.00022747 | 0.00023244 | 0.00023752
| Environmental - central CO2 cost |  | £m | 0 | 2.857e-05 | 0.0001848 | 0.0003206 | 0.00046118 | 0.00060898 | 0.0006283 | 0.00065016 | 0.00067235 | 0.00069273 | 0.00071558 | 0.00073881 | 0.00076261 | 0.00078932 | 0.00081436 | 0.00084003 | 0.00086634 | 0.00089575 | 0.00092341 | 0.00095429 | 0.00098337 | 0.0010158 | 0.001049 | 0.0010831 | 0.0012205 | 0.0012591 | 0.0012989 | 0.0013396 | 0.0013812 | 0.0014238 | 0.0014676 | 0.0015197 | 0.0015734 | 0.0016287 | 0.0016857 | 0.0017445 | 0.0018049 | 0.0018672 | 0.0019313 | 0.0019974 | 0.0020654 | 0.0021354 | 0.0022076 | 0.0022818 | 0.0023582 | 0.0024369 | 0.0025179 | 0.0026013 | 0.0026871 | 0.0027754
| Environmental - low CO2 cost |  | £m | 0 | 1.4272e-05 | 9.2427e-05 | 0.00016057 | 0.00023058 | 0.00030403 | 0.00031431 | 0.00032493 | 0.00033577 | 0.00034685 | 0.00035819 | 0.00036979 | 0.00038177 | 0.00039414 | 0.00040681 | 0.0004199 | 0.0004334 | 0.00044734 | 0.00046173 | 0.00047658 | 0.00049191 | 0.00050773 | 0.00052406 | 0.00054092 | 0.00060948 | 0.00062862 | 0.00064828 | 0.00066842 | 0.00068904 | 0.00071016 | 0.00073181 | 0.00075764 | 0.00078426 | 0.00081167 | 0.00083991 | 0.000869 | 0.00089896 | 0.0009298 | 0.00096157 | 0.00099429 | 0.001028 | 0.0010627 | 0.0010984 | 0.0011351 | 0.001173 | 0.0012119 | 0.001252 | 0.0012933 | 0.0013357 | 0.0013794
| Environmental - high CO2 cost |  | £m | 0 | 4.2815e-05 | 0.00027728 | 0.00048172 | 0.00069173 | 0.00091208 | 0.00094294 | 0.00097478 | 0.0010073 | 0.0010406 | 0.0010746 | 0.0011094 | 0.0011453 | 0.0011824 | 0.0012204 | 0.0012597 | 0.0013002 | 0.001342 | 0.0013852 | 0.0014297 | 0.0014757 | 0.0015232 | 0.0015722 | 0.0016228 | 0.0018284 | 0.0018859 | 0.0019448 | 0.0020053 | 0.0020671 | 0.0021305 | 0.0021954 | 0.0022729 | 0.0023528 | 0.002435 | 0.0025197 | 0.002607 | 0.0026969 | 0.0027894 | 0.0028847 | 0.0029829 | 0.0030839 | 0.003188 | 0.0032951 | 0.0034053 | 0.0035189 | 0.0036357 | 0.003756 | 0.0038798 | 0.0040072 | 0.0041383
| Safety |  | £m | 0 | 0.017837 | 0.041083 | 0.05864 | 0.10259 | 0.12191 | 0.12044 | 0.11652 | 0.11258 | 0.1086 | 0.10458 | 0.10051 | 0.096185 | 0.090652 | 0.085048 | 0.079369 | 0.073482 | 0.066831 | 0.060073 | 0.053201 | 0.048947 | 0.045191 | 0.042042 | 0.040328 | 0.24979 | 0.23538 | 0.22078 | 0.206 | 0.191 | 0.17578 | 0.16033 | 0.15269 | 0.14572 | 0.14441 | 0.14374 | 0.14312 | 0.14256 | 0.14205 | 0.1416 | 0.14121 | 0.14087 | 0.1406 | 0.14039 | 0.14025 | 0.14017 | 0.14016 | 0.14022 | 0.14035 | 0.14056 | 0.14074
| Financial |  |  | 0 | 0.1923 | 0.47251 | 0.72093 | 1.1588 | 1.3736 | 1.3745 | 1.3672 | 1.3607 | 1.355 | 1.3502 | 1.3459 | 1.3412 | 1.3302 | 1.3202 | 1.3111 | 1.3026 | 1.2934 | 1.2851 | 1.2776 | 1.2772 | 1.2788 | 1.2825 | 1.2912 | 12.786 | 12.913 | 13.0452 | 13.1825 | 13.325 | 13.4726 | 13.6253 | 13.8875 | 14.1602 | 14.45 | 14.7477 | 15.0525 | 15.3644 | 15.6836 | 16.0103 | 16.3446 | 16.6867 | 17.0367 | 17.3948 | 17.7611 | 18.1358 | 18.519 | 18.911 | 19.312 | 19.7166 | 20.1297
| Other |  | £m | 0 | 0 | 0 | 0 | 0 | 0 | 0 | 0 | 0 | 0 | 0 | 0 | 0 | 0 | 0 | 0 | 0 | 0 | 0 | 0 | 0 | 0 | 0 | 0 | 0 | 0 | 0 | 0 | 0 | 0 | 0 | 0 | 0 | 0 | 0 | 0 | 0 | 0 | 0 | 0 | 0 | 0 | 0 | 0 | 0 | 0 | 0 | 0 | 0 | 0
Annual Total | Total - central carbon cost |  | £m | -0.46855 | -0.30227 | -0.0090235 | 0.24875 | 0.72427 | 1.3764 | 1.3876 | 1.3872 | 1.387 | 1.3867 | 1.3865 | 1.3863 | 1.3846 | 1.375 | 1.3658 | 1.3569 | 1.3479 | 1.3369 | 1.3264 | 1.3163 | 1.3154 | 1.3167 | 1.3204 | 1.3302 | 13.0371 | 13.1498 | 13.2674 | 13.39 | 13.5175 | 13.6499 | 13.7872 | 14.0419 | 14.3077 | 14.5962 | 14.8933 | 15.1975 | 15.5089 | 15.8277 | 16.154 | 16.488 | 16.8298 | 17.1796 | 17.5376 | 17.9038 | 18.2785 | 18.6618 | 19.054 | 19.4552 | 19.8601 | 20.2734
| Total - low carbon cost |  | £m | -0.46855 | -0.30229 | -0.0091158 | 0.24859 | 0.72404 | 1.3761 | 1.3873 | 1.3869 | 1.3866 | 1.3863 | 1.3861 | 1.3859 | 1.3843 | 1.3746 | 1.3654 | 1.3564 | 1.3474 | 1.3365 | 1.3259 | 1.3158 | 1.3149 | 1.3161 | 1.3198 | 1.3297 | 13.0365 | 13.1491 | 13.2667 | 13.3893 | 13.5168 | 13.6492 | 13.7865 | 14.0411 | 14.3069 | 14.5954 | 14.8925 | 15.1966 | 15.508 | 15.8268 | 16.153 | 16.487 | 16.8288 | 17.1786 | 17.5365 | 17.9026 | 18.2773 | 18.6606 | 19.0527 | 19.4539 | 19.8587 | 20.272
| Total - high carbon cost |  | £m | -0.46855 | -0.30226 | -0.008931 | 0.24891 | 0.7245 | 1.3767 | 1.3879 | 1.3876 | 1.3873 | 1.387 | 1.3869 | 1.3866 | 1.385 | 1.3754 | 1.3662 | 1.3573 | 1.3483 | 1.3374 | 1.3269 | 1.3167 | 1.3159 | 1.3172 | 1.3209 | 1.3307 | 13.0377 | 13.1504 | 13.268 | 13.3906 | 13.5182 | 13.6506 | 13.788 | 14.0426 | 14.3085 | 14.597 | 14.8942 | 15.1984 | 15.5098 | 15.8286 | 16.155 | 16.489 | 16.8308 | 17.1807 | 17.5386 | 17.9049 | 18.2797 | 18.663 | 19.0552 | 19.4565 | 19.8614 | 20.2748
Net Present Value | Total - central carbon cost |  | £m | -0.46855 | -0.77082 | -0.77985 | -0.53109 | 0.19317 | 1.5696 | 2.9572 | 4.3444 | 5.7314 | 7.118 | 8.5045 | 9.8908 | 11.2755 | 12.6505 | 14.0163 | 15.3731 | 16.721 | 18.0579 | 19.3843 | 20.7006 | 22.016 | 23.3326 | 24.653 | 25.9832 | 39.0203 | 52.1701 | 65.4375 | 78.8274 | 92.3449 | 105.9949 | 119.7821 | 133.824 | 148.1317 | 162.7279 | 177.6212 | 192.8187 | 208.3277 | 224.1554 | 240.3094 | 256.7974 | 273.6272 | 290.8068 | 308.3444 | 326.2482 | 344.5267 | 363.1885 | 382.2425 | 401.6977 | 421.5578 | 441.8312
| Total - low carbon cost |  | £m | -0.46855 | -0.77084 | -0.77995 | -0.53136 | 0.19267 | 1.5688 | 2.9561 | 4.343 | 5.7296 | 7.1159 | 8.5021 | 9.888 | 11.2722 | 12.6469 | 14.0122 | 15.3687 | 16.7161 | 18.0526 | 19.3785 | 20.6943 | 22.0092 | 23.3254 | 24.6452 | 25.9749 | 39.0114 | 52.1605 | 65.4272 | 78.8165 | 92.3333 | 105.9825 | 119.7691 | 133.8101 | 148.1171 | 162.7125 | 177.605 | 192.8016 | 208.3096 | 224.1364 | 240.2894 | 256.7764 | 273.6052 | 290.7838 | 308.3202 | 326.2229 | 344.5002 | 363.1608 | 382.2136 | 401.6674 | 421.5261 | 441.7982
| Total - high carbon cost |  | £m | -0.46855 | -0.77081 | -0.77974 | -0.53083 | 0.19367 | 1.5704 | 2.9583 | 4.3459 | 5.7331 | 7.1202 | 8.507 | 9.8937 | 11.2787 | 12.6541 | 14.0203 | 15.3776 | 16.7259 | 18.0633 | 19.3901 | 20.7069 | 22.0227 | 23.3399 | 24.6608 | 25.9915 | 39.0293 | 52.1797 | 65.4477 | 78.8383 | 92.3565 | 106.0071 | 119.7951 | 133.8377 | 148.1462 | 162.7432 | 177.6374 | 192.8358 | 208.3456 | 224.1742 | 240.3292 | 256.8182 | 273.649 | 290.8297 | 308.3684 | 326.2733 | 344.5529 | 363.216 | 382.2712 | 401.7277 | 421.5891 | 441.8639
|  |  |  | 2027 | 2028 | 2029 | 2030 | 2031 | 2032 | 2033 | 2034 | 2035 | 2036 | 2037 | 2038 | 2039 | 2040 | 2041 | 2042 | 2043 | 2044 | 2045 | 2046 | 2047 | 2048 | 2049 | 2050 | 2051 | 2052 | 2053 | 2054 | 2055 | 2056 | 2057 | 2058 | 2059 | 2060 | 2061 | 2062 | 2063 | 2064 | 2065 | 2066 | 2067 | 2068 | 2069 | 2070 | 2071 | 2072 | 2073 | 2074 | 2075 | 2076
| Monetised risk - memo line |  | £m
Note on B10: Ofgem: Enter as year (eg 2027)
Note on C55: [Threaded comment] Your version of Excel allows you to read this threaded comment; however, any edits to it will get removed if the file is opened in a newer version of Excel. Learn more: https://go.microsoft.com/fwlink/?linkid=870924 Comment: Calorimeter - Non NARMs
Note on C158: Duncan Innes:GT/GD
Note on C161: Duncan Innes: All sectors
Note on C162: Duncan Innes: All sectors
Note on B229: Ofgem: This line records the total monetised risk of the modelled scenario. It acts as a cross-reference between the CBA and NARM BPDTs and should not directly link to any formulas in the CBA analysis above.

## Option_3 Workings
Additional cost/benefit explanations
Please provide a short explanation of any additional cost/benefit lines that have been completed in addition to the pre-populated ones. This should include both a description of the nature of the cost/benefit, and an explanation of how the value was calculated, citing appropriate sources (eg for relevant global warming potentials). If an explanation has been provided within the EJP, then simply provide a reference to the relevant page number.
NGN VF Financial Risk, NGN VF Customer Risk, NGN VF Compliance Risk populated from our decision support tool outputs as per NGN's Value Framework and consistent with NARM.
Long term cost/benefit assumptions
Please briefly summarise the assumptions you have used to calculate long-term (ie beyond the duration of the RIIO3 price control) costs and other inputs (eg "Opex assumed to increase at 1%/year based on historic trends"). In most cases we would expect these to be the same across the baseline and different options, but where this is not the case additional tabs can be completed as necessary. If detailed descriptions are required (eg to explain assumptions around whole life costs of assets) these should be included as part of the EJP
Capex | Not modelled in beyond RIIO-GD4 as proposals cover RIIO-GD3 only.
Opex | As per NARM modelling assumptions from our Decision Support Tool - see Ofgem CBA Template Assumptions in section 8 of EJP.
Leakage | Modelled as per NARM metholdogy from our decision support tool.
Fatality risk | Modelled as per NARM metholdogy from our decision support tool.
Non-Fatality risk | Modelled as per NARM metholdogy from our decision support tool.
Cost cross-referencing
If there is any explanation required on how the cost data set out in the EJP totals to the lines in the CBA, please provide it here.
Costs in CBA reflected in sections 8 and 9 of EJP.

## Option_4 (hidden)
Summary | [7 empty] | Text Descriptions
[8 empty] | Option Description - this should allow us to quickly recognise the option being assessed (based on descriptions in the EJP and other documents) and distinguish it both from other investment areas and from other options. If appropriate, please provide sitemaps, photos or any other documents that will help with this identification (likely to be relevant for major projects rather than asset classes) | [6 empty] | Stakeholder Support Summary - please provide a synopsis which details the feedback from stakeholder group(s)
Option Name |  |  |  | Date Undertaken:
Scheme Reference ID
Expenditure Type |  |  |  | Authorised By:
Preferred Option (Y/N)
Spend Area (Please include relevant RRP/BPDT Table Reference)
First year of expenditure outflow | 2027
Payback position at year | Central CO2 Cost - PV of costs & benefits (£m) | Central CO2 Cost - NPV relative to baseline (£m) | Low CO2 cost - PV of costs & benefits (£m) | Low CO2 cost - NPV relative to baseline (£m) | High CO2 cost - PV of costs & benefits (£m) | High CO2 cost - NPV relative to baseline (£m)
2035 | 0 | 60.0156 | 0 | 60.0095 | 0 | 60.0218
2040 | 0 | 94.0791 | 0 | 94.0688 | 0 | 94.0894
2045 | 0 | 128.1312 | 0 | 128.1161 | 0 | 128.1463
2050 | 0 | 162.5187 | 0 | 162.4981 | 0 | 162.5392
2060 | 0 | 851.813 | 0 | 851.7773 | 0 | 851.8485
2070 | 0 | 1627.7168 | 0 | 1627.6604 | 0 | 1627.7728
Capitalisation rate | 33.7% | [6 empty] | Engineering Justification Summary - please provide a synopsis & share the document which articulates the full detailed explanation | [6 empty] | Company View - please provide a synopsis which details your view of how beneficial this option is.
Expenditure Profile - Summary
| 2027 | 2028 | 2029 | 2030 | 2031 | Post RIIO3
| (£m) | (£m) | (£m) | (£m) | (£m) | (£m)
Capitalised costs | 0 | 0 | 0 | 0 | 0 | 0
Non-capitalised costs | 0 | 0 | 0 | 0 | 0 | 0
| Asset Class | Unit | Comments
Output
Financial Costs
Inputs
|  |  |  | RIIO3 |  |  |  |  | RIIO4 |  |  |  |  | RIIO5 |  |  |  |  | RIIO6 |  |  |  |  | RIIO7 |  |  |  |  | RIIO8 |  |  |  |  | RIIO9 |  |  |  |  | RIIO10 |  |  |  |  | RIIO11 |  |  |  |  | RIIO12
|  |  |  | 1 | 2 | 3 | 4 | 5 | 6 | 7 | 8 | 9 | 10 | 11 | 12 | 13 | 14 | 15 | 16 | 17 | 18 | 19 | 20 | 21 | 22 | 23 | 24 | 25 | 26 | 27 | 28 | 29 | 30 | 31 | 32 | 33 | 34 | 35 | 36 | 37 | 38 | 39 | 40 | 41 | 42 | 43 | 44 | 45 | 46 | 47 | 48 | 49 | 50
| Asset Class | Intervention type |  | 2027 | 2028 | 2029 | 2030 | 2031 | 2032 | 2033 | 2034 | 2035 | 2036 | 2037 | 2038 | 2039 | 2040 | 2041 | 2042 | 2043 | 2044 | 2045 | 2046 | 2047 | 2048 | 2049 | 2050 | 2051 | 2052 | 2053 | 2054 | 2055 | 2056 | 2057 | 2058 | 2059 | 2060 | 2061 | 2062 | 2063 | 2064 | 2065 | 2066 | 2067 | 2068 | 2069 | 2070 | 2071 | 2072 | 2073 | 2074 | 2075 | 2076
Capex/Repex |  |  | £m
£m
£m
£m
£m
£m
£m
£m
£m
£m
| Total Capex | (1) | £m | 0 | 0 | 0 | 0 | 0 | 0 | 0 | 0 | 0 | 0 | 0 | 0 | 0 | 0 | 0 | 0 | 0 | 0 | 0 | 0 | 0 | 0 | 0 | 0 | 0 | 0 | 0 | 0 | 0 | 0 | 0 | 0 | 0 | 0 | 0 | 0 | 0 | 0 | 0 | 0 | 0 | 0 | 0 | 0 | 0 | 0 | 0 | 0 | 0 | 0
Associated direct opex |  |  | £m
£m
£m
£m
£m
| Total Opex |  | £m | 0 | 0 | 0 | 0 | 0 | 0 | 0 | 0 | 0 | 0 | 0 | 0 | 0 | 0 | 0 | 0 | 0 | 0 | 0 | 0 | 0 | 0 | 0 | 0 | 0 | 0 | 0 | 0 | 0 | 0 | 0 | 0 | 0 | 0 | 0 | 0 | 0 | 0 | 0 | 0 | 0 | 0 | 0 | 0 | 0 | 0 | 0 | 0 | 0 | 0
Pass through costs | Leakage |  | £m | 0 | 0 | 0 | 0 | 0 | 0 | 0 | 0 | 0 | 0 | 0 | 0 | 0 | 0 | 0 | 0 | 0 | 0 | 0 | 0 | 0 | 0 | 0 | 0 | 0 | 0 | 0 | 0 | 0 | 0 | 0 | 0 | 0 | 0 | 0 | 0 | 0 | 0 | 0 | 0 | 0 | 0 | 0 | 0 | 0 | 0 | 0 | 0 | 0 | 0
£m
| Total Pass Through Costs |  | £m | 0 | 0 | 0 | 0 | 0 | 0 | 0 | 0 | 0 | 0 | 0 | 0 | 0 | 0 | 0 | 0 | 0 | 0 | 0 | 0 | 0 | 0 | 0 | 0 | 0 | 0 | 0 | 0 | 0 | 0 | 0 | 0 | 0 | 0 | 0 | 0 | 0 | 0 | 0 | 0 | 0 | 0 | 0 | 0 | 0 | 0 | 0 | 0 | 0 | 0
Annual cost calculations |  |  |  | 2027 | 2028 | 2029 | 2030 | 2031 | 2032 | 2033 | 2034 | 2035 | 2036 | 2037 | 2038 | 2039 | 2040 | 2041 | 2042 | 2043 | 2044 | 2045 | 2046 | 2047 | 2048 | 2049 | 2050 | 2051 | 2052 | 2053 | 2054 | 2055 | 2056 | 2057 | 2058 | 2059 | 2060 | 2061 | 2062 | 2063 | 2064 | 2065 | 2066 | 2067 | 2068 | 2069 | 2070 | 2071 | 2072 | 2073 | 2074 | 2075 | 2076
| Capitalisation rates | (2) | % | 33.7% | 33.7% | 33.7% | 33.7% | 33.7% | 33.7% | 33.7% | 33.7% | 33.7% | 33.7% | 33.7% | 33.7% | 33.7% | 33.7% | 33.7% | 33.7% | 33.7% | 33.7% | 33.7% | 33.7% | 33.7% | 33.7% | 33.7% | 0% | 0% | 0% | 0% | 0% | 0% | 0% | 0% | 0% | 0% | 0% | 0% | 0% | 0% | 0% | 0% | 0% | 0% | 0% | 0% | 0% | 0% | 0% | 0% | 0% | 0% | 0%
| Capitalised investment | (3)=(1)x(2) | £m | 0 | 0 | 0 | 0 | 0 | 0 | 0 | 0 | 0 | 0 | 0 | 0 | 0 | 0 | 0 | 0 | 0 | 0 | 0 | 0 | 0 | 0 | 0 | 0 | 0 | 0 | 0 | 0 | 0 | 0 | 0 | 0 | 0 | 0 | 0 | 0 | 0 | 0 | 0 | 0 | 0 | 0 | 0 | 0 | 0 | 0 | 0 | 0 | 0 | 0
| Investment to be expensed | (4)=(1)-(3) | £m | 0 | 0 | 0 | 0 | 0 | 0 | 0 | 0 | 0 | 0 | 0 | 0 | 0 | 0 | 0 | 0 | 0 | 0 | 0 | 0 | 0 | 0 | 0 | 0 | 0 | 0 | 0 | 0 | 0 | 0 | 0 | 0 | 0 | 0 | 0 | 0 | 0 | 0 | 0 | 0 | 0 | 0 | 0 | 0 | 0 | 0 | 0 | 0 | 0 | 0
| 2027 Depreciation | (5)2027=(3)2027*Dep_ratet | £m |  | 0 | 0 | 0 | 0 | 0 | 0 | 0 | 0 | 0 | 0 | 0 | 0 | 0 | 0 | 0 | 0 | 0 | 0 | 0 | 0 | 0 | 0 | 0 | 0 | 0 | 0 | 0 | 0 | 0 | 0 | 0 | 0 | 0 | 0 | 0 | 0 | 0 | 0 | 0 | 0 | 0 | 0 | 0 | 0 | 0 | 0 | 0 | 0 | 0
| 2028 Depreciation | (5)2028=(3)2028*Dep_ratet | £m |  |  | 0 | 0 | 0 | 0 | 0 | 0 | 0 | 0 | 0 | 0 | 0 | 0 | 0 | 0 | 0 | 0 | 0 | 0 | 0 | 0 | 0 | 0 | 0 | 0 | 0 | 0 | 0 | 0 | 0 | 0 | 0 | 0 | 0 | 0 | 0 | 0 | 0 | 0 | 0 | 0 | 0 | 0 | 0 | 0 | 0 | 0 | 0 | 0
| 2029 Depreciation | (5)2029=(3)2029*Dep_ratet | £m |  |  |  | 0 | 0 | 0 | 0 | 0 | 0 | 0 | 0 | 0 | 0 | 0 | 0 | 0 | 0 | 0 | 0 | 0 | 0 | 0 | 0 | 0 | 0 | 0 | 0 | 0 | 0 | 0 | 0 | 0 | 0 | 0 | 0 | 0 | 0 | 0 | 0 | 0 | 0 | 0 | 0 | 0 | 0 | 0 | 0 | 0 | 0 | 0
| 2030 Depreciation | (5)2030=(3)2030*Dep_ratet | £m |  |  |  |  | 0 | 0 | 0 | 0 | 0 | 0 | 0 | 0 | 0 | 0 | 0 | 0 | 0 | 0 | 0 | 0 | 0 | 0 | 0 | 0 | 0 | 0 | 0 | 0 | 0 | 0 | 0 | 0 | 0 | 0 | 0 | 0 | 0 | 0 | 0 | 0 | 0 | 0 | 0 | 0 | 0 | 0 | 0 | 0 | 0 | 0
| 2031 Depreciation | (5)2031=(3)2031*Dep_ratet | £m | [5 empty] | 0 | 0 | 0 | 0 | 0 | 0 | 0 | 0 | 0 | 0 | 0 | 0 | 0 | 0 | 0 | 0 | 0 | 0 | 0 | 0 | 0 | 0 | 0 | 0 | 0 | 0 | 0 | 0 | 0 | 0 | 0 | 0 | 0 | 0 | 0 | 0 | 0 | 0 | 0 | 0 | 0 | 0 | 0 | 0 | 0
| 2032 Depreciation | (5)2032=(3)2032*Dep_ratet | £m | [6 empty] | 0 | 0 | 0 | 0 | 0 | 0 | 0 | 0 | 0 | 0 | 0 | 0 | 0 | 0 | 0 | 0 | 0 | 0 | 0 | 0 | 0 | 0 | 0 | 0 | 0 | 0 | 0 | 0 | 0 | 0 | 0 | 0 | 0 | 0 | 0 | 0 | 0 | 0 | 0 | 0 | 0 | 0 | 0 | 0
| 2033 Depreciation | (5)2033=(3)2033*Dep_ratet | £m | [7 empty] | 0 | 0 | 0 | 0 | 0 | 0 | 0 | 0 | 0 | 0 | 0 | 0 | 0 | 0 | 0 | 0 | 0 | 0 | 0 | 0 | 0 | 0 | 0 | 0 | 0 | 0 | 0 | 0 | 0 | 0 | 0 | 0 | 0 | 0 | 0 | 0 | 0 | 0 | 0 | 0 | 0 | 0 | 0
| 2034 Depreciation | (5)2034=(3)2034*Dep_ratet | £m | [8 empty] | 0 | 0 | 0 | 0 | 0 | 0 | 0 | 0 | 0 | 0 | 0 | 0 | 0 | 0 | 0 | 0 | 0 | 0 | 0 | 0 | 0 | 0 | 0 | 0 | 0 | 0 | 0 | 0 | 0 | 0 | 0 | 0 | 0 | 0 | 0 | 0 | 0 | 0 | 0 | 0 | 0 | 0
| 2035 Depreciation | (5)2035=(3)2035*Dep_ratet | £m | [9 empty] | 0 | 0 | 0 | 0 | 0 | 0 | 0 | 0 | 0 | 0 | 0 | 0 | 0 | 0 | 0 | 0 | 0 | 0 | 0 | 0 | 0 | 0 | 0 | 0 | 0 | 0 | 0 | 0 | 0 | 0 | 0 | 0 | 0 | 0 | 0 | 0 | 0 | 0 | 0 | 0 | 0
| 2036 Depreciation | (5)2036=(3)2036*Dep_ratet | £m | [10 empty] | 0 | 0 | 0 | 0 | 0 | 0 | 0 | 0 | 0 | 0 | 0 | 0 | 0 | 0 | 0 | 0 | 0 | 0 | 0 | 0 | 0 | 0 | 0 | 0 | 0 | 0 | 0 | 0 | 0 | 0 | 0 | 0 | 0 | 0 | 0 | 0 | 0 | 0 | 0 | 0
| 2037 Depreciation | (5)2037=(3)2037*Dep_ratet | £m | [11 empty] | 0 | 0 | 0 | 0 | 0 | 0 | 0 | 0 | 0 | 0 | 0 | 0 | 0 | 0 | 0 | 0 | 0 | 0 | 0 | 0 | 0 | 0 | 0 | 0 | 0 | 0 | 0 | 0 | 0 | 0 | 0 | 0 | 0 | 0 | 0 | 0 | 0 | 0 | 0
| 2038 Depreciation | (5)2038=(3)2038*Dep_ratet | £m | [12 empty] | 0 | 0 | 0 | 0 | 0 | 0 | 0 | 0 | 0 | 0 | 0 | 0 | 0 | 0 | 0 | 0 | 0 | 0 | 0 | 0 | 0 | 0 | 0 | 0 | 0 | 0 | 0 | 0 | 0 | 0 | 0 | 0 | 0 | 0 | 0 | 0 | 0 | 0
| 2039 Depreciation | (5)2039=(3)2039*Dep_ratet | £m | [13 empty] | 0 | 0 | 0 | 0 | 0 | 0 | 0 | 0 | 0 | 0 | 0 | 0 | 0 | 0 | 0 | 0 | 0 | 0 | 0 | 0 | 0 | 0 | 0 | 0 | 0 | 0 | 0 | 0 | 0 | 0 | 0 | 0 | 0 | 0 | 0 | 0 | 0
| 2040 Depreciation | (5)2040=(3)2040*Dep_ratet | £m | [14 empty] | 0 | 0 | 0 | 0 | 0 | 0 | 0 | 0 | 0 | 0 | 0 | 0 | 0 | 0 | 0 | 0 | 0 | 0 | 0 | 0 | 0 | 0 | 0 | 0 | 0 | 0 | 0 | 0 | 0 | 0 | 0 | 0 | 0 | 0 | 0 | 0
| 2041 Depreciation | (5)2041=(3)2041*Dep_ratet | £m | [15 empty] | 0 | 0 | 0 | 0 | 0 | 0 | 0 | 0 | 0 | 0 | 0 | 0 | 0 | 0 | 0 | 0 | 0 | 0 | 0 | 0 | 0 | 0 | 0 | 0 | 0 | 0 | 0 | 0 | 0 | 0 | 0 | 0 | 0 | 0 | 0
| 2042 Depreciation | (5)2042=(3)2042*Dep_ratet | £m | [16 empty] | 0 | 0 | 0 | 0 | 0 | 0 | 0 | 0 | 0 | 0 | 0 | 0 | 0 | 0 | 0 | 0 | 0 | 0 | 0 | 0 | 0 | 0 | 0 | 0 | 0 | 0 | 0 | 0 | 0 | 0 | 0 | 0 | 0 | 0
| 2043 Depreciation | (5)2043=(3)2043*Dep_ratet | £m | [17 empty] | 0 | 0 | 0 | 0 | 0 | 0 | 0 | 0 | 0 | 0 | 0 | 0 | 0 | 0 | 0 | 0 | 0 | 0 | 0 | 0 | 0 | 0 | 0 | 0 | 0 | 0 | 0 | 0 | 0 | 0 | 0 | 0 | 0
| 2044 Depreciation | (5)2044=(3)2044*Dep_ratet | £m | [18 empty] | 0 | 0 | 0 | 0 | 0 | 0 | 0 | 0 | 0 | 0 | 0 | 0 | 0 | 0 | 0 | 0 | 0 | 0 | 0 | 0 | 0 | 0 | 0 | 0 | 0 | 0 | 0 | 0 | 0 | 0 | 0 | 0
| 2045 Depreciation | (5)2045=(3)2045*Dep_ratet | £m | [19 empty] | 0 | 0 | 0 | 0 | 0 | 0 | 0 | 0 | 0 | 0 | 0 | 0 | 0 | 0 | 0 | 0 | 0 | 0 | 0 | 0 | 0 | 0 | 0 | 0 | 0 | 0 | 0 | 0 | 0 | 0 | 0
| 2046 Depreciation | (5)2046=(3)2046*Dep_ratet | £m | [20 empty] | 0 | 0 | 0 | 0 | 0 | 0 | 0 | 0 | 0 | 0 | 0 | 0 | 0 | 0 | 0 | 0 | 0 | 0 | 0 | 0 | 0 | 0 | 0 | 0 | 0 | 0 | 0 | 0 | 0 | 0
| 2047 Depreciation | (5)2047=(3)2047*Dep_ratet | £m | 2048: 0; 2049: 0; 2050: 0; 2051: 0; 2052: 0; 2053: 0; 2054: 0; 2055: 0; 2056: 0; 2057: 0; 2058: 0; 2059: 0; 2060: 0; 2061: 0; 2062: 0; 2063: 0; 2064: 0; 2065: 0; 2066: 0; 2067: 0; 2068: 0; 2069: 0; 2070: 0; 2071: 0; 2072: 0; 2073: 0; 2074: 0; 2075: 0; 2076: 0
| 2048 Depreciation | (5)2048=(3)2048*Dep_ratet | £m | 2049: 0; 2050: 0; 2051: 0; 2052: 0; 2053: 0; 2054: 0; 2055: 0; 2056: 0; 2057: 0; 2058: 0; 2059: 0; 2060: 0; 2061: 0; 2062: 0; 2063: 0; 2064: 0; 2065: 0; 2066: 0; 2067: 0; 2068: 0; 2069: 0; 2070: 0; 2071: 0; 2072: 0; 2073: 0; 2074: 0; 2075: 0; 2076: 0
| 2049 Depreciation | (5)2049=(3)2049*Dep_ratet | £m | 2050: 0; 2051: 0; 2052: 0; 2053: 0; 2054: 0; 2055: 0; 2056: 0; 2057: 0; 2058: 0; 2059: 0; 2060: 0; 2061: 0; 2062: 0; 2063: 0; 2064: 0; 2065: 0; 2066: 0; 2067: 0; 2068: 0; 2069: 0; 2070: 0; 2071: 0; 2072: 0; 2073: 0; 2074: 0; 2075: 0; 2076: 0
| 2050 Depreciation | (5)2050=(3)2050*Dep_ratet | £m
| 2051 Depreciation | (5)2051=(3)2051*Dep_ratet | £m
| 2052 Depreciation | (5)2052=(3)2052*Dep_ratet | £m
| 2053 Depreciation | (5)2053=(3)2053*Dep_ratet | £m
| 2054 Depreciation | (5)2054=(3)2054*Dep_ratet | £m
| 2055 Depreciation | (5)2055=(3)2055*Dep_ratet | £m
| 2056 Depreciation | (5)2056=(3)2056*Dep_ratet | £m
| 2057 Depreciation | (5)2057=(3)2057*Dep_ratet | £m
| 2058 Depreciation | (5)2058=(3)2058*Dep_ratet | £m
| 2059 Depreciation | (5)2059=(3)2059*Dep_ratet | £m
| 2060 Depreciation | (5)2060=(3)2060*Dep_ratet | £m
| 2061 Depreciation | (5)2061=(3)2061*Dep_ratet | £m
| 2062 Depreciation | (5)2062=(3)2062*Dep_ratet | £m
| 2063 Depreciation | (5)2063=(3)2063*Dep_ratet | £m
| 2064 Depreciation | (5)2064=(3)2064*Dep_ratet | £m
| 2065 Depreciation | (5)2065=(3)2065*Dep_ratet | £m
| 2066 Depreciation | (5)2066=(3)2066*Dep_ratet | £m
| 2067 Depreciation | (5)2067=(3)2067*Dep_ratet | £m
| 2068 Depreciation | (5)2068=(3)2068*Dep_ratet | £m
| 2069 Depreciation | (5)2069=(3)2069*Dep_ratet | £m
| 2070 Depreciation | (5)2070=(3)2070*Dep_ratet | £m
| Depreciation | (5)=∑(5)t | £m | 0 | 0 | 0 | 0 | 0 | 0 | 0 | 0 | 0 | 0 | 0 | 0 | 0 | 0 | 0 | 0 | 0 | 0 | 0 | 0 | 0 | 0 | 0 | 0 | 0 | 0 | 0 | 0 | 0 | 0 | 0 | 0 | 0 | 0 | 0 | 0 | 0 | 0 | 0 | 0 | 0 | 0 | 0 | 0 | 0 | 0 | 0 | 0 | 0 | 0
| Opening RAV balance | (6op)t=(6cl)t-1 | £m | 0 | 0 | 0 | 0 | 0 | 0 | 0 | 0 | 0 | 0 | 0 | 0 | 0 | 0 | 0 | 0 | 0 | 0 | 0 | 0 | 0 | 0 | 0 | 0 | 0 | 0 | 0 | 0 | 0 | 0 | 0 | 0 | 0 | 0 | 0 | 0 | 0 | 0 | 0 | 0 | 0 | 0 | 0 | 0 | 0 | 0 | 0 | 0 | 0 | 0
| Discounted RAV balance | (6D)=(6cl)*(1/1+WACC)) | £m | 0 | 0 | 0 | 0 | 0 | 0 | 0 | 0 | 0 | 0 | 0 | 0 | 0 | 0 | 0 | 0 | 0 | 0 | 0 | 0 | 0 | 0 | 0 | 0 | 0 | 0 | 0 | 0 | 0 | 0 | 0 | 0 | 0 | 0 | 0 | 0 | 0 | 0 | 0 | 0 | 0 | 0 | 0 | 0 | 0 | 0 | 0 | 0 | 0 | 0
| Closing RAV balance | (6cl)=(3)-(5)+(6op) | £m | 0 | 0 | 0 | 0 | 0 | 0 | 0 | 0 | 0 | 0 | 0 | 0 | 0 | 0 | 0 | 0 | 0 | 0 | 0 | 0 | 0 | 0 | 0 | 0 | 0 | 0 | 0 | 0 | 0 | 0 | 0 | 0 | 0 | 0 | 0 | 0 | 0 | 0 | 0 | 0 | 0 | 0 | 0 | 0 | 0 | 0 | 0 | 0 | 0 | 0
| Cost of Capital | (6)=avg[(6D),(6op)]xWACC | £m | 0 | 0 | 0 | 0 | 0 | 0 | 0 | 0 | 0 | 0 | 0 | 0 | 0 | 0 | 0 | 0 | 0 | 0 | 0 | 0 | 0 | 0 | 0 | 0 | 0 | 0 | 0 | 0 | 0 | 0 | 0 | 0 | 0 | 0 | 0 | 0 | 0 | 0 | 0 | 0 | 0 | 0 | 0 | 0 | 0 | 0 | 0 | 0 | 0 | 0
| Total Capitalised Costs | (7)=(5)+(6) | £m | 0 | 0 | 0 | 0 | 0 | 0 | 0 | 0 | 0 | 0 | 0 | 0 | 0 | 0 | 0 | 0 | 0 | 0 | 0 | 0 | 0 | 0 | 0 | 0 | 0 | 0 | 0 | 0 | 0 | 0 | 0 | 0 | 0 | 0 | 0 | 0 | 0 | 0 | 0 | 0 | 0 | 0 | 0 | 0 | 0 | 0 | 0 | 0 | 0 | 0
| Total Non-Capitalised Costs |  |  | 0 | 0 | 0 | 0 | 0 | 0 | 0 | 0 | 0 | 0 | 0 | 0 | 0 | 0 | 0 | 0 | 0 | 0 | 0 | 0 | 0 | 0 | 0 | 0 | 0 | 0 | 0 | 0 | 0 | 0 | 0 | 0 | 0 | 0 | 0 | 0 | 0 | 0 | 0 | 0 | 0 | 0 | 0 | 0 | 0 | 0 | 0 | 0 | 0 | 0
| Total Direct Costs |  |  | 0 | 0 | 0 | 0 | 0 | 0 | 0 | 0 | 0 | 0 | 0 | 0 | 0 | 0 | 0 | 0 | 0 | 0 | 0 | 0 | 0 | 0 | 0 | 0 | 0 | 0 | 0 | 0 | 0 | 0 | 0 | 0 | 0 | 0 | 0 | 0 | 0 | 0 | 0 | 0 | 0 | 0 | 0 | 0 | 0 | 0 | 0 | 0 | 0 | 0
Non-Financial Costs/Benefits
Calculated values
| Category | Description |  | 2027 | 2028 | 2029 | 2030 | 2031 | 2032 | 2033 | 2034 | 2035 | 2036 | 2037 | 2038 | 2039 | 2040 | 2041 | 2042 | 2043 | 2044 | 2045 | 2046 | 2047 | 2048 | 2049 | 2050 | 2051 | 2052 | 2053 | 2054 | 2055 | 2056 | 2057 | 2058 | 2059 | 2060 | 2061 | 2062 | 2063 | 2064 | 2065 | 2066 | 2067 | 2068 | 2069 | 2070 | 2071 | 2072 | 2073 | 2074 | 2075 | 2076
Non-financial benefits/costs - values | Environmental | Leakage | £m | 0 | 0 | 0 | 0 | 0 | 0 | 0 | 0 | 0 | 0 | 0 | 0 | 0 | 0 | 0 | 0 | 0 | 0 | 0 | 0 | 0 | 0 | 0 | 0 | 0 | 0 | 0 | 0 | 0 | 0 | 0 | 0 | 0 | 0 | 0 | 0 | 0 | 0 | 0 | 0 | 0 | 0 | 0 | 0 | 0 | 0 | 0 | 0 | 0 | 0
| Environmental |  | £m
| Environmental |  | £m
| Safety | Fatality risk | £m | 0 | 0 | 0 | 0 | 0 | 0 | 0 | 0 | 0 | 0 | 0 | 0 | 0 | 0 | 0 | 0 | 0 | 0 | 0 | 0 | 0 | 0 | 0 | 0 | 0 | 0 | 0 | 0 | 0 | 0 | 0 | 0 | 0 | 0 | 0 | 0 | 0 | 0 | 0 | 0 | 0 | 0 | 0 | 0 | 0 | 0 | 0 | 0 | 0 | 0
| Safety | Non-Fatality risk | £m | 0 | 0 | 0 | 0 | 0 | 0 | 0 | 0 | 0 | 0 | 0 | 0 | 0 | 0 | 0 | 0 | 0 | 0 | 0 | 0 | 0 | 0 | 0 | 0 | 0 | 0 | 0 | 0 | 0 | 0 | 0 | 0 | 0 | 0 | 0 | 0 | 0 | 0 | 0 | 0 | 0 | 0 | 0 | 0 | 0 | 0 | 0 | 0 | 0 | 0
| Safety |  | £m
| Safety |  | £m
| Financial | NGN VF Financial Risk | £m
| Financial | NGN VF Customer Risk | £m
| Financial | NGN VF Compliance Risk | £m
| Other |  | £m
| Other |  | £m
Inputs
| Category | Description |  | 2027 | 2028 | 2029 | 2030 | 2031 | 2032 | 2033 | 2034 | 2035 | 2036 | 2037 | 2038 | 2039 | 2040 | 2041 | 2042 | 2043 | 2044 | 2045 | 2046 | 2047 | 2048 | 2049 | 2050 | 2051 | 2052 | 2053 | 2054 | 2055 | 2056 | 2057 | 2058 | 2059 | 2060 | 2061 | 2062 | 2063 | 2064 | 2065 | 2066 | 2067 | 2068 | 2069 | 2070 | 2071 | 2072 | 2073 | 2074 | 2075 | 2076
Non-financial benefits/costs - inputs | Environmental | Leakage | GWh
Environmental
Environmental
| Safety | Fatality risk
| Safety | Non-Fatality risk
Safety
Safety
Other
Other
Other
Other
Other
Alternative carbon calculations |  |  |  | 2027 | 2028 | 2029 | 2030 | 2031 | 2032 | 2033 | 2034 | 2035 | 2036 | 2037 | 2038 | 2039 | 2040 | 2041 | 2042 | 2043 | 2044 | 2045 | 2046 | 2047 | 2048 | 2049 | 2050 | 2051 | 2052 | 2053 | 2054 | 2055 | 2056 | 2057 | 2058 | 2059 | 2060 | 2061 | 2062 | 2063 | 2064 | 2065 | 2066 | 2067 | 2068 | 2069 | 2070 | 2071 | 2072 | 2073 | 2074 | 2075 | 2076
Environmental costs - low CO2 cost | Environmental | Leakage | £m | 0 | 0 | 0 | 0 | 0 | 0 | 0 | 0 | 0 | 0 | 0 | 0 | 0 | 0 | 0 | 0 | 0 | 0 | 0 | 0 | 0 | 0 | 0 | 0 | 0 | 0 | 0 | 0 | 0 | 0 | 0 | 0 | 0 | 0 | 0 | 0 | 0 | 0 | 0 | 0 | 0 | 0 | 0 | 0 | 0 | 0 | 0 | 0 | 0 | 0
| Environmental |  | £m
| Environmental |  | £m
Environmental costs - high CO2 cost | Environmental | Leakage | £m | 0 | 0 | 0 | 0 | 0 | 0 | 0 | 0 | 0 | 0 | 0 | 0 | 0 | 0 | 0 | 0 | 0 | 0 | 0 | 0 | 0 | 0 | 0 | 0 | 0 | 0 | 0 | 0 | 0 | 0 | 0 | 0 | 0 | 0 | 0 | 0 | 0 | 0 | 0 | 0 | 0 | 0 | 0 | 0 | 0 | 0 | 0 | 0 | 0 | 0
| Environmental |  | £m
| Environmental |  | £m
Net Present Values
Discount factors and summary
|  |  |  | 2027 | 2028 | 2029 | 2030 | 2031 | 2032 | 2033 | 2034 | 2035 | 2036 | 2037 | 2038 | 2039 | 2040 | 2041 | 2042 | 2043 | 2044 | 2045 | 2046 | 2047 | 2048 | 2049 | 2050 | 2051 | 2052 | 2053 | 2054 | 2055 | 2056 | 2057 | 2058 | 2059 | 2060 | 2061 | 2062 | 2063 | 2064 | 2065 | 2066 | 2067 | 2068 | 2069 | 2070 | 2071 | 2072 | 2073 | 2074 | 2075 | 2076
Discount factors | Discount factor (Non-Safety) | =1/[(1+SRTP)^n] | % | 100% | 96.62% | 93.35% | 90.19% | 87.14% | 84.2% | 81.35% | 78.6% | 75.94% | 73.37% | 70.89% | 68.49% | 66.18% | 63.94% | 61.78% | 59.69% | 57.67% | 55.72% | 53.84% | 52.02% | 50.26% | 48.56% | 46.92% | 45.33% | 43.8% | 42.31% | 40.88% | 39.5% | 38.17% | 36.87% | 35.63% | 34.59% | 33.58% | 32.6% | 31.65% | 30.73% | 29.84% | 28.97% | 28.12% | 27.31% | 26.51% | 25.74% | 24.99% | 24.26% | 23.55% | 22.87% | 22.2% | 21.56% | 20.93% | 20.32%
| Discount factor (Safety) | =1/[(1+HDR)^n] | % | 100% | 98.52% | 97.07% | 95.63% | 94.22% | 92.83% | 91.45% | 90.1% | 88.77% | 87.46% | 86.17% | 84.89% | 83.64% | 82.4% | 81.18% | 79.99% | 78.8% | 77.64% | 76.49% | 75.36% | 74.25% | 73.15% | 72.07% | 71% | 69.95% | 68.92% | 67.9% | 66.9% | 65.91% | 64.94% | 63.98% | 63.16% | 62.36% | 61.57% | 60.79% | 60.02% | 59.25% | 58.5% | 57.76% | 57.03% | 56.3% | 55.59% | 54.88% | 54.18% | 53.5% | 52.82% | 52.15% | 51.48% | 50.83% | 50.19%
Summary of discounted costs/benefits | Capex |  | £m | 0 | 0 | 0 | 0 | 0 | 0 | 0 | 0 | 0 | 0 | 0 | 0 | 0 | 0 | 0 | 0 | 0 | 0 | 0 | 0 | 0 | 0 | 0 | 0 | 0 | 0 | 0 | 0 | 0 | 0 | 0 | 0 | 0 | 0 | 0 | 0 | 0 | 0 | 0 | 0 | 0 | 0 | 0 | 0 | 0 | 0 | 0 | 0 | 0 | 0
| Opex |  | £m | 0 | 0 | 0 | 0 | 0 | 0 | 0 | 0 | 0 | 0 | 0 | 0 | 0 | 0 | 0 | 0 | 0 | 0 | 0 | 0 | 0 | 0 | 0 | 0 | 0 | 0 | 0 | 0 | 0 | 0 | 0 | 0 | 0 | 0 | 0 | 0 | 0 | 0 | 0 | 0 | 0 | 0 | 0 | 0 | 0 | 0 | 0 | 0 | 0 | 0
| Pass Through Costs |  | £m | 0 | 0 | 0 | 0 | 0 | 0 | 0 | 0 | 0 | 0 | 0 | 0 | 0 | 0 | 0 | 0 | 0 | 0 | 0 | 0 | 0 | 0 | 0 | 0 | 0 | 0 | 0 | 0 | 0 | 0 | 0 | 0 | 0 | 0 | 0 | 0 | 0 | 0 | 0 | 0 | 0 | 0 | 0 | 0 | 0 | 0 | 0 | 0 | 0 | 0
| Environmental - central CO2 cost |  | £m | 0 | 0 | 0 | 0 | 0 | 0 | 0 | 0 | 0 | 0 | 0 | 0 | 0 | 0 | 0 | 0 | 0 | 0 | 0 | 0 | 0 | 0 | 0 | 0 | 0 | 0 | 0 | 0 | 0 | 0 | 0 | 0 | 0 | 0 | 0 | 0 | 0 | 0 | 0 | 0 | 0 | 0 | 0 | 0 | 0 | 0 | 0 | 0 | 0 | 0
| Environmental - low CO2 cost |  | £m | 0 | 0 | 0 | 0 | 0 | 0 | 0 | 0 | 0 | 0 | 0 | 0 | 0 | 0 | 0 | 0 | 0 | 0 | 0 | 0 | 0 | 0 | 0 | 0 | 0 | 0 | 0 | 0 | 0 | 0 | 0 | 0 | 0 | 0 | 0 | 0 | 0 | 0 | 0 | 0 | 0 | 0 | 0 | 0 | 0 | 0 | 0 | 0 | 0 | 0
| Environmental - high CO2 cost |  | £m | 0 | 0 | 0 | 0 | 0 | 0 | 0 | 0 | 0 | 0 | 0 | 0 | 0 | 0 | 0 | 0 | 0 | 0 | 0 | 0 | 0 | 0 | 0 | 0 | 0 | 0 | 0 | 0 | 0 | 0 | 0 | 0 | 0 | 0 | 0 | 0 | 0 | 0 | 0 | 0 | 0 | 0 | 0 | 0 | 0 | 0 | 0 | 0 | 0 | 0
| Safety |  | £m | 0 | 0 | 0 | 0 | 0 | 0 | 0 | 0 | 0 | 0 | 0 | 0 | 0 | 0 | 0 | 0 | 0 | 0 | 0 | 0 | 0 | 0 | 0 | 0 | 0 | 0 | 0 | 0 | 0 | 0 | 0 | 0 | 0 | 0 | 0 | 0 | 0 | 0 | 0 | 0 | 0 | 0 | 0 | 0 | 0 | 0 | 0 | 0 | 0 | 0
| Financial |  | £m | 0 | 0 | 0 | 0 | 0 | 0 | 0 | 0 | 0 | 0 | 0 | 0 | 0 | 0 | 0 | 0 | 0 | 0 | 0 | 0 | 0 | 0 | 0 | 0 | 0 | 0 | 0 | 0 | 0 | 0 | 0 | 0 | 0 | 0 | 0 | 0 | 0 | 0 | 0 | 0 | 0 | 0 | 0 | 0 | 0 | 0 | 0 | 0 | 0 | 0
| Other |  | £m | 0 | 0 | 0 | 0 | 0 | 0 | 0 | 0 | 0 | 0 | 0 | 0 | 0 | 0 | 0 | 0 | 0 | 0 | 0 | 0 | 0 | 0 | 0 | 0 | 0 | 0 | 0 | 0 | 0 | 0 | 0 | 0 | 0 | 0 | 0 | 0 | 0 | 0 | 0 | 0 | 0 | 0 | 0 | 0 | 0 | 0 | 0 | 0 | 0 | 0
Annual Total | Total - central carbon cost |  | £m | 0 | 0 | 0 | 0 | 0 | 0 | 0 | 0 | 0 | 0 | 0 | 0 | 0 | 0 | 0 | 0 | 0 | 0 | 0 | 0 | 0 | 0 | 0 | 0 | 0 | 0 | 0 | 0 | 0 | 0 | 0 | 0 | 0 | 0 | 0 | 0 | 0 | 0 | 0 | 0 | 0 | 0 | 0 | 0 | 0 | 0 | 0 | 0 | 0 | 0
| Total - low carbon cost |  | £m | 0 | 0 | 0 | 0 | 0 | 0 | 0 | 0 | 0 | 0 | 0 | 0 | 0 | 0 | 0 | 0 | 0 | 0 | 0 | 0 | 0 | 0 | 0 | 0 | 0 | 0 | 0 | 0 | 0 | 0 | 0 | 0 | 0 | 0 | 0 | 0 | 0 | 0 | 0 | 0 | 0 | 0 | 0 | 0 | 0 | 0 | 0 | 0 | 0 | 0
| Total - high carbon cost |  | £m | 0 | 0 | 0 | 0 | 0 | 0 | 0 | 0 | 0 | 0 | 0 | 0 | 0 | 0 | 0 | 0 | 0 | 0 | 0 | 0 | 0 | 0 | 0 | 0 | 0 | 0 | 0 | 0 | 0 | 0 | 0 | 0 | 0 | 0 | 0 | 0 | 0 | 0 | 0 | 0 | 0 | 0 | 0 | 0 | 0 | 0 | 0 | 0 | 0 | 0
Net Present Value | NPV - central carbon cost |  | £m | 0 | 0 | 0 | 0 | 0 | 0 | 0 | 0 | 0 | 0 | 0 | 0 | 0 | 0 | 0 | 0 | 0 | 0 | 0 | 0 | 0 | 0 | 0 | 0 | 0 | 0 | 0 | 0 | 0 | 0 | 0 | 0 | 0 | 0 | 0 | 0 | 0 | 0 | 0 | 0 | 0 | 0 | 0 | 0 | 0 | 0 | 0 | 0 | 0 | 0
| NPV - low carbon cost |  | £m | 0 | 0 | 0 | 0 | 0 | 0 | 0 | 0 | 0 | 0 | 0 | 0 | 0 | 0 | 0 | 0 | 0 | 0 | 0 | 0 | 0 | 0 | 0 | 0 | 0 | 0 | 0 | 0 | 0 | 0 | 0 | 0 | 0 | 0 | 0 | 0 | 0 | 0 | 0 | 0 | 0 | 0 | 0 | 0 | 0 | 0 | 0 | 0 | 0 | 0
| NPV - high carbon cost |  | £m | 0 | 0 | 0 | 0 | 0 | 0 | 0 | 0 | 0 | 0 | 0 | 0 | 0 | 0 | 0 | 0 | 0 | 0 | 0 | 0 | 0 | 0 | 0 | 0 | 0 | 0 | 0 | 0 | 0 | 0 | 0 | 0 | 0 | 0 | 0 | 0 | 0 | 0 | 0 | 0 | 0 | 0 | 0 | 0 | 0 | 0 | 0 | 0 | 0 | 0
Comparison to baseline
|  |  |  | 2027 | 2028 | 2029 | 2030 | 2031 | 2032 | 2033 | 2034 | 2035 | 2036 | 2037 | 2038 | 2039 | 2040 | 2041 | 2042 | 2043 | 2044 | 2045 | 2046 | 2047 | 2048 | 2049 | 2050 | 2051 | 2052 | 2053 | 2054 | 2055 | 2056 | 2057 | 2058 | 2059 | 2060 | 2061 | 2062 | 2063 | 2064 | 2065 | 2066 | 2067 | 2068 | 2069 | 2070 | 2071 | 2072 | 2073 | 2074 | 2075 | 2076
Summary of discounted costs/benefits | Capex |  | £m | 0 | 0 | 0 | 0 | 0 | 0 | 0 | 0 | 0 | 0 | 0 | 0 | 0 | 0 | 0 | 0 | 0 | 0 | 0 | 0 | 0 | 0 | 0 | 0 | 0 | 0 | 0 | 0 | 0 | 0 | 0 | 0 | 0 | 0 | 0 | 0 | 0 | 0 | 0 | 0 | 0 | 0 | 0 | 0 | 0 | 0 | 0 | 0 | 0 | 0
| Opex |  | £m | 0 | 0 | 0 | 0 | 0 | 0 | 0 | 0 | 0 | 0 | 0 | 0 | 0 | 0 | 0 | 0 | 0 | 0 | 0 | 0 | 0 | 0 | 0 | 0 | 0 | 0 | 0 | 0 | 0 | 0 | 0 | 0 | 0 | 0 | 0 | 0 | 0 | 0 | 0 | 0 | 0 | 0 | 0 | 0 | 0 | 0 | 0 | 0 | 0 | 0
| Pass Through Costs |  | £m | 0.00020618 | 0.00020836 | 0.00021061 | 0.00021294 | 0.00021536 | 0.00021786 | 0.00022045 | 0.00022313 | 0.00022588 | 0.00022872 | 0.00023164 | 0.00023464 | 0.00023772 | 0.00024088 | 0.00024413 | 0.00024746 | 0.00025087 | 0.00025436 | 0.00025794 | 0.00026161 | 0.00026536 | 0.0002692 | 0.00027312 | 0.00027713 | 0.00030549 | 0.00031009 | 0.00031478 | 0.00031958 | 0.00032447 | 0.00032946 | 0.00033456 | 0.0003414 | 0.00034841 | 0.00035559 | 0.00036293 | 0.00037045 | 0.00037814 | 0.00038601 | 0.00039407 | 0.00040231 | 0.00041075 | 0.00041938 | 0.0004282 | 0.00043723 | 0.00044647 | 0.00045592 | 0.00046558 | 0.00047546 | 0.00048557 | 0.00049589
| Environmental - central CO2 cost |  | £m | 0.0012294 | 0.0012645 | 0.001296 | 0.0013284 | 0.0013664 | 0.0014053 | 0.0014408 | 0.0014819 | 0.0015242 | 0.0015627 | 0.0016073 | 0.001653 | 0.0016999 | 0.0017532 | 0.0018027 | 0.0018535 | 0.0019057 | 0.0019647 | 0.0020197 | 0.0020817 | 0.0021397 | 0.0022049 | 0.0022718 | 0.0023404 | 0.0026173 | 0.0026951 | 0.0027754 | 0.0028577 | 0.0029418 | 0.0030281 | 0.0031166 | 0.003223 | 0.0033326 | 0.0034456 | 0.003562 | 0.003682 | 0.0038056 | 0.0039329 | 0.0040641 | 0.0041993 | 0.0043386 | 0.004482 | 0.0046297 | 0.0047819 | 0.0049386 | 0.0050999 | 0.005266 | 0.0054371 | 0.0056132 | 0.0057944
| Environmental - low CO2 cost |  | £m | 0.00061567 | 0.00063163 | 0.00064819 | 0.00066535 | 0.00068314 | 0.00070158 | 0.00072075 | 0.00074061 | 0.00076117 | 0.00078247 | 0.00080452 | 0.00082735 | 0.00085098 | 0.00087543 | 0.00090054 | 0.00092651 | 0.00095338 | 0.00098116 | 0.0010099 | 0.0010396 | 0.0010703 | 0.0011021 | 0.0011349 | 0.0011689 | 0.001307 | 0.0013456 | 0.0013852 | 0.0014259 | 0.0014676 | 0.0015103 | 0.0015541 | 0.0016068 | 0.0016611 | 0.0017171 | 0.0017747 | 0.0018342 | 0.0018954 | 0.0019585 | 0.0020234 | 0.0020904 | 0.0021593 | 0.0022303 | 0.0023035 | 0.0023788 | 0.0024564 | 0.0025362 | 0.0026185 | 0.0027031 | 0.0027903 | 0.00288
| Environmental - high CO2 cost |  | £m | 0.001847 | 0.0018949 | 0.0019446 | 0.001996 | 0.0020494 | 0.0021048 | 0.0021623 | 0.0022218 | 0.0022835 | 0.0023474 | 0.0024136 | 0.002482 | 0.0025529 | 0.0026263 | 0.0027016 | 0.0027795 | 0.0028601 | 0.0029435 | 0.0030297 | 0.0031188 | 0.003211 | 0.0033063 | 0.0034048 | 0.0035066 | 0.0039209 | 0.0040367 | 0.0041557 | 0.0042777 | 0.0044028 | 0.0045309 | 0.0046624 | 0.0048205 | 0.0049834 | 0.0051512 | 0.0053242 | 0.0055025 | 0.0056862 | 0.0058754 | 0.0060703 | 0.0062712 | 0.006478 | 0.006691 | 0.0069105 | 0.0071364 | 0.0073691 | 0.0076087 | 0.0078554 | 0.0081094 | 0.0083709 | 0.0086399
| Safety |  | £m | 0.43055 | 0.44568 | 0.46138 | 0.47767 | 0.49457 | 0.51211 | 0.51403 | 0.50944 | 0.50502 | 0.50078 | 0.49673 | 0.49286 | 0.48895 | 0.48406 | 0.47932 | 0.47475 | 0.4702 | 0.46514 | 0.46022 | 0.45545 | 0.45083 | 0.44634 | 0.44201 | 0.43782 | 3.9034 | 3.8485 | 3.7945 | 3.7414 | 3.6892 | 3.6378 | 3.5874 | 3.5452 | 3.5038 | 3.463 | 3.4229 | 3.3834 | 3.3446 | 3.3065 | 3.269 | 3.2322 | 3.196 | 3.1604 | 3.1255 | 3.0913 | 3.0577 | 3.0247 | 2.9924 | 2.9608 | 2.9298 | 2.8991
| Financial |  |  | 5.8794 | 5.9672 | 6.0569 | 6.1485 | 6.2421 | 6.3375 | 6.3534 | 6.3385 | 6.3274 | 6.3201 | 6.3166 | 6.3168 | 6.3191 | 6.318 | 6.3205 | 6.3266 | 6.3359 | 6.347 | 6.3616 | 6.3795 | 6.4007 | 6.4253 | 6.4531 | 6.484 | 63.0641 | 63.4289 | 63.8236 | 64.248 | 64.7016 | 65.1843 | 65.6959 | 66.5576 | 67.4548 | 68.3879 | 69.3571 | 70.3628 | 71.4052 | 72.4849 | 73.6021 | 74.7573 | 75.951 | 77.1835 | 78.4554 | 79.7672 | 81.1193 | 82.5123 | 83.9468 | 85.4234 | 86.9289 | 88.4681
| Other |  | £m | 0 | 0 | 0 | 0 | 0 | 0 | 0 | 0 | 0 | 0 | 0 | 0 | 0 | 0 | 0 | 0 | 0 | 0 | 0 | 0 | 0 | 0 | 0 | 0 | 0 | 0 | 0 | 0 | 0 | 0 | 0 | 0 | 0 | 0 | 0 | 0 | 0 | 0 | 0 | 0 | 0 | 0 | 0 | 0 | 0 | 0 | 0 | 0 | 0 | 0
Annual Total | Total - central carbon cost |  | £m | 6.3114 | 6.4144 | 6.5198 | 6.6278 | 6.7382 | 6.8512 | 6.8691 | 6.8496 | 6.8342 | 6.8227 | 6.8152 | 6.8115 | 6.81 | 6.8041 | 6.8019 | 6.8035 | 6.8083 | 6.8144 | 6.8241 | 6.8373 | 6.854 | 6.8741 | 6.8976 | 6.9245 | 66.9705 | 67.2805 | 67.6212 | 67.9925 | 68.394 | 68.8255 | 69.2867 | 70.1064 | 70.9623 | 71.8547 | 72.7839 | 73.7503 | 74.7541 | 75.7957 | 76.8756 | 77.9941 | 79.1517 | 80.3489 | 81.586 | 82.8637 | 84.1824 | 85.5426 | 86.945 | 88.3901 | 89.8648 | 91.3735
| Total - low carbon cost |  | £m | 6.3108 | 6.4137 | 6.5192 | 6.6271 | 6.7375 | 6.8505 | 6.8684 | 6.8489 | 6.8334 | 6.8219 | 6.8144 | 6.8107 | 6.8092 | 6.8032 | 6.801 | 6.8025 | 6.8073 | 6.8134 | 6.8231 | 6.8363 | 6.8529 | 6.873 | 6.8965 | 6.9233 | 66.9692 | 67.2791 | 67.6198 | 67.9911 | 68.3926 | 68.824 | 69.2851 | 70.1048 | 70.9606 | 71.853 | 72.7821 | 73.7484 | 74.7521 | 75.7937 | 76.8735 | 77.992 | 79.1495 | 80.3466 | 81.5837 | 82.8613 | 84.1799 | 85.5401 | 86.9424 | 88.3874 | 89.8619 | 91.3706
| Total - high carbon cost |  | £m | 6.312 | 6.415 | 6.5205 | 6.6284 | 6.7389 | 6.8519 | 6.8698 | 6.8503 | 6.8349 | 6.8235 | 6.816 | 6.8123 | 6.8109 | 6.8049 | 6.8028 | 6.8044 | 6.8092 | 6.8154 | 6.8251 | 6.8383 | 6.855 | 6.8752 | 6.8987 | 6.9256 | 66.9718 | 67.2818 | 67.6226 | 67.9939 | 68.3955 | 68.827 | 69.2882 | 70.108 | 70.964 | 71.8564 | 72.7857 | 73.7521 | 74.7559 | 75.7976 | 76.8776 | 77.9962 | 79.1538 | 80.3511 | 81.5883 | 82.866 | 84.1848 | 85.5451 | 86.9476 | 88.3928 | 89.8675 | 91.3764
Net Present Value | Total - central carbon cost |  | £m | 6.3114 | 12.7257 | 19.2456 | 25.8733 | 32.6115 | 39.4628 | 46.3319 | 53.1815 | 60.0156 | 66.8383 | 73.6535 | 80.465 | 87.275 | 94.0791 | 100.881 | 107.6845 | 114.4927 | 121.3071 | 128.1312 | 134.9685 | 141.8225 | 148.6966 | 155.5942 | 162.5187 | 229.4891 | 296.7696 | 364.3908 | 432.3833 | 500.7774 | 569.6029 | 638.8896 | 708.996 | 779.9583 | 851.813 | 924.5969 | 998.3472 | 1073.1012 | 1148.8969 | 1225.7725 | 1303.7666 | 1382.9183 | 1463.2672 | 1544.8532 | 1627.7168 | 1711.8992 | 1797.4418 | 1884.3869 | 1972.777 | 2062.6417 | 2154.0152
| Total - low carbon cost |  | £m | 6.3108 | 12.7245 | 19.2437 | 25.8708 | 32.6083 | 39.4588 | 46.3272 | 53.1761 | 60.0095 | 66.8314 | 73.6457 | 80.4564 | 87.2656 | 94.0688 | 100.8698 | 107.6723 | 114.4796 | 121.293 | 128.1161 | 134.9524 | 141.8053 | 148.6783 | 155.5747 | 162.4981 | 229.4672 | 296.7463 | 364.3662 | 432.3573 | 500.7498 | 569.5738 | 638.8589 | 708.9637 | 779.9243 | 851.7773 | 924.5595 | 998.3079 | 1073.06 | 1148.8537 | 1225.7273 | 1303.7193 | 1382.8688 | 1463.2154 | 1544.7991 | 1627.6604 | 1711.8402 | 1797.3803 | 1884.3227 | 1972.7101 | 2062.572 | 2153.9426
| Total - high carbon cost |  | £m | 6.312 | 12.727 | 19.2475 | 25.8759 | 32.6148 | 39.4667 | 46.3366 | 53.1869 | 60.0218 | 66.8453 | 73.6613 | 80.4736 | 87.2845 | 94.0894 | 100.8922 | 107.6966 | 114.5058 | 121.3212 | 128.1463 | 134.9846 | 141.8397 | 148.7149 | 155.6136 | 162.5392 | 229.511 | 296.7928 | 364.4154 | 432.4094 | 500.8049 | 569.6319 | 638.9201 | 709.0281 | 779.9921 | 851.8485 | 924.6342 | 998.3863 | 1073.1422 | 1148.9398 | 1225.8174 | 1303.8136 | 1382.9674 | 1463.3185 | 1544.9068 | 1627.7728 | 1711.9576 | 1797.5027 | 1884.4504 | 1972.8432 | 2062.7107 | 2154.087
|  |  |  | 2027 | 2028 | 2029 | 2030 | 2031 | 2032 | 2033 | 2034 | 2035 | 2036 | 2037 | 2038 | 2039 | 2040 | 2041 | 2042 | 2043 | 2044 | 2045 | 2046 | 2047 | 2048 | 2049 | 2050 | 2051 | 2052 | 2053 | 2054 | 2055 | 2056 | 2057 | 2058 | 2059 | 2060 | 2061 | 2062 | 2063 | 2064 | 2065 | 2066 | 2067 | 2068 | 2069 | 2070 | 2071 | 2072 | 2073 | 2074 | 2075 | 2076
| Monetised risk - memo line |  | £m
Note on B10: Ofgem: Enter as year (eg 2027)
Note on C158: Duncan Innes:GT/GD
Note on C161: Duncan Innes: All sectors
Note on C162: Duncan Innes: All sectors
Note on B229: Ofgem: This line records the total monetised risk of the modelled scenario. It acts as a cross-reference between the CBA and NARM BPDTs and should not directly link to any formulas in the CBA analysis above.

## Option_4 Workings (hidden)
Additional cost/benefit explanations
Please provide a short explanation of any additional cost/benefit lines that have been completed in addition to the pre-populated ones. This should include both a description of the nature of the cost/benefit, and an explanation of how the value was calculated, citing appropriate sources (eg for relevant global warming potentials). If an explanation has been provided within the EJP, then simply provide a reference to the relevant page number.
Long term cost/benefit assumptions
Please briefly summarise the assumptions you have used to calculate long-term (ie beyond the duration of the RIIO3 price control) costs and other inputs (eg "Opex assumed to increase at 1%/year based on historic trends"). In most cases we would expect these to be the same across the baseline and different options, but where this is not the case additional tabs can be completed as necessary. If detailed descriptions are required (eg to explain assumptions around whole life costs of assets) these should be included as part of the EJP
Capex
Opex
Leakage
Fatality risk
Non-Fatality risk
Cost cross-referencing
If there is any explanation required on how the cost data set out in the EJP totals to the lines in the CBA, please provide it here.

## Option_5 (hidden)
Summary | [7 empty] | Text Descriptions
[8 empty] | Option Description - this should allow us to quickly recognise the option being assessed (based on descriptions in the EJP and other documents) and distinguish it both from other investment areas and from other options. If appropriate, please provide sitemaps, photos or any other documents that will help with this identification (likely to be relevant for major projects rather than asset classes) | [6 empty] | Stakeholder Support Summary - please provide a synopsis which details the feedback from stakeholder group(s)
Option Name |  |  |  | Date Undertaken:
Scheme Reference ID
Expenditure Type |  |  |  | Authorised By:
Preferred Option (Y/N)
Spend Area (Please include relevant RRP/BPDT Table Reference)
First year of expenditure outflow | 2027
Payback position at year | Central CO2 Cost - PV of costs & benefits (£m) | Central CO2 Cost - NPV relative to baseline (£m) | Low CO2 cost - PV of costs & benefits (£m) | Low CO2 cost - NPV relative to baseline (£m) | High CO2 cost - PV of costs & benefits (£m) | High CO2 cost - NPV relative to baseline (£m)
2035 | 0 | 60.0156 | 0 | 60.0095 | 0 | 60.0218
2040 | 0 | 94.0791 | 0 | 94.0688 | 0 | 94.0894
2045 | 0 | 128.1312 | 0 | 128.1161 | 0 | 128.1463
2050 | 0 | 162.5187 | 0 | 162.4981 | 0 | 162.5392
2060 | 0 | 851.813 | 0 | 851.7773 | 0 | 851.8485
2070 | 0 | 1627.7168 | 0 | 1627.6604 | 0 | 1627.7728
Capitalisation rate | 33.7% | [6 empty] | Engineering Justification Summary - please provide a synopsis & share the document which articulates the full detailed explanation | [6 empty] | Company View - please provide a synopsis which details your view of how beneficial this option is.
Expenditure Profile - Summary
| 2027 | 2028 | 2029 | 2030 | 2031 | Post RIIO3
| (£m) | (£m) | (£m) | (£m) | (£m) | (£m)
Capitalised costs | 0 | 0 | 0 | 0 | 0 | 0
Non-capitalised costs | 0 | 0 | 0 | 0 | 0 | 0
| Asset Class | Unit | Comments
Output
Financial Costs
Inputs
|  |  |  | RIIO3 |  |  |  |  | RIIO4 |  |  |  |  | RIIO5 |  |  |  |  | RIIO6 |  |  |  |  | RIIO7 |  |  |  |  | RIIO8 |  |  |  |  | RIIO9 |  |  |  |  | RIIO10 |  |  |  |  | RIIO11 |  |  |  |  | RIIO12
|  |  |  | 1 | 2 | 3 | 4 | 5 | 6 | 7 | 8 | 9 | 10 | 11 | 12 | 13 | 14 | 15 | 16 | 17 | 18 | 19 | 20 | 21 | 22 | 23 | 24 | 25 | 26 | 27 | 28 | 29 | 30 | 31 | 32 | 33 | 34 | 35 | 36 | 37 | 38 | 39 | 40 | 41 | 42 | 43 | 44 | 45 | 46 | 47 | 48 | 49 | 50
| Asset Class | Intervention type |  | 2027 | 2028 | 2029 | 2030 | 2031 | 2032 | 2033 | 2034 | 2035 | 2036 | 2037 | 2038 | 2039 | 2040 | 2041 | 2042 | 2043 | 2044 | 2045 | 2046 | 2047 | 2048 | 2049 | 2050 | 2051 | 2052 | 2053 | 2054 | 2055 | 2056 | 2057 | 2058 | 2059 | 2060 | 2061 | 2062 | 2063 | 2064 | 2065 | 2066 | 2067 | 2068 | 2069 | 2070 | 2071 | 2072 | 2073 | 2074 | 2075 | 2076
Capex/Repex |  |  | £m
£m
£m
£m
£m
£m
£m
£m
£m
£m
| Total Capex | (1) | £m | 0 | 0 | 0 | 0 | 0 | 0 | 0 | 0 | 0 | 0 | 0 | 0 | 0 | 0 | 0 | 0 | 0 | 0 | 0 | 0 | 0 | 0 | 0 | 0 | 0 | 0 | 0 | 0 | 0 | 0 | 0 | 0 | 0 | 0 | 0 | 0 | 0 | 0 | 0 | 0 | 0 | 0 | 0 | 0 | 0 | 0 | 0 | 0 | 0 | 0
Associated direct opex |  |  | £m
£m
£m
£m
£m
| Total Opex |  | £m | 0 | 0 | 0 | 0 | 0 | 0 | 0 | 0 | 0 | 0 | 0 | 0 | 0 | 0 | 0 | 0 | 0 | 0 | 0 | 0 | 0 | 0 | 0 | 0 | 0 | 0 | 0 | 0 | 0 | 0 | 0 | 0 | 0 | 0 | 0 | 0 | 0 | 0 | 0 | 0 | 0 | 0 | 0 | 0 | 0 | 0 | 0 | 0 | 0 | 0
Pass through costs | Leakage |  | £m | 0 | 0 | 0 | 0 | 0 | 0 | 0 | 0 | 0 | 0 | 0 | 0 | 0 | 0 | 0 | 0 | 0 | 0 | 0 | 0 | 0 | 0 | 0 | 0 | 0 | 0 | 0 | 0 | 0 | 0 | 0 | 0 | 0 | 0 | 0 | 0 | 0 | 0 | 0 | 0 | 0 | 0 | 0 | 0 | 0 | 0 | 0 | 0 | 0 | 0
£m
| Total Pass Through Costs |  | £m | 0 | 0 | 0 | 0 | 0 | 0 | 0 | 0 | 0 | 0 | 0 | 0 | 0 | 0 | 0 | 0 | 0 | 0 | 0 | 0 | 0 | 0 | 0 | 0 | 0 | 0 | 0 | 0 | 0 | 0 | 0 | 0 | 0 | 0 | 0 | 0 | 0 | 0 | 0 | 0 | 0 | 0 | 0 | 0 | 0 | 0 | 0 | 0 | 0 | 0
Annual cost calculations |  |  |  | 2027 | 2028 | 2029 | 2030 | 2031 | 2032 | 2033 | 2034 | 2035 | 2036 | 2037 | 2038 | 2039 | 2040 | 2041 | 2042 | 2043 | 2044 | 2045 | 2046 | 2047 | 2048 | 2049 | 2050 | 2051 | 2052 | 2053 | 2054 | 2055 | 2056 | 2057 | 2058 | 2059 | 2060 | 2061 | 2062 | 2063 | 2064 | 2065 | 2066 | 2067 | 2068 | 2069 | 2070 | 2071 | 2072 | 2073 | 2074 | 2075 | 2076
| Capitalisation rates | (2) | % | 33.7% | 33.7% | 33.7% | 33.7% | 33.7% | 33.7% | 33.7% | 33.7% | 33.7% | 33.7% | 33.7% | 33.7% | 33.7% | 33.7% | 33.7% | 33.7% | 33.7% | 33.7% | 33.7% | 33.7% | 33.7% | 33.7% | 33.7% | 0% | 0% | 0% | 0% | 0% | 0% | 0% | 0% | 0% | 0% | 0% | 0% | 0% | 0% | 0% | 0% | 0% | 0% | 0% | 0% | 0% | 0% | 0% | 0% | 0% | 0% | 0%
| Capitalised investment | (3)=(1)x(2) | £m | 0 | 0 | 0 | 0 | 0 | 0 | 0 | 0 | 0 | 0 | 0 | 0 | 0 | 0 | 0 | 0 | 0 | 0 | 0 | 0 | 0 | 0 | 0 | 0 | 0 | 0 | 0 | 0 | 0 | 0 | 0 | 0 | 0 | 0 | 0 | 0 | 0 | 0 | 0 | 0 | 0 | 0 | 0 | 0 | 0 | 0 | 0 | 0 | 0 | 0
| Investment to be expensed | (4)=(1)-(3) | £m | 0 | 0 | 0 | 0 | 0 | 0 | 0 | 0 | 0 | 0 | 0 | 0 | 0 | 0 | 0 | 0 | 0 | 0 | 0 | 0 | 0 | 0 | 0 | 0 | 0 | 0 | 0 | 0 | 0 | 0 | 0 | 0 | 0 | 0 | 0 | 0 | 0 | 0 | 0 | 0 | 0 | 0 | 0 | 0 | 0 | 0 | 0 | 0 | 0 | 0
| 2027 Depreciation | (5)2027=(3)2027*Dep_ratet | £m |  | 0 | 0 | 0 | 0 | 0 | 0 | 0 | 0 | 0 | 0 | 0 | 0 | 0 | 0 | 0 | 0 | 0 | 0 | 0 | 0 | 0 | 0 | 0 | 0 | 0 | 0 | 0 | 0 | 0 | 0 | 0 | 0 | 0 | 0 | 0 | 0 | 0 | 0 | 0 | 0 | 0 | 0 | 0 | 0 | 0 | 0 | 0 | 0 | 0
| 2028 Depreciation | (5)2028=(3)2028*Dep_ratet | £m |  |  | 0 | 0 | 0 | 0 | 0 | 0 | 0 | 0 | 0 | 0 | 0 | 0 | 0 | 0 | 0 | 0 | 0 | 0 | 0 | 0 | 0 | 0 | 0 | 0 | 0 | 0 | 0 | 0 | 0 | 0 | 0 | 0 | 0 | 0 | 0 | 0 | 0 | 0 | 0 | 0 | 0 | 0 | 0 | 0 | 0 | 0 | 0 | 0
| 2029 Depreciation | (5)2029=(3)2029*Dep_ratet | £m |  |  |  | 0 | 0 | 0 | 0 | 0 | 0 | 0 | 0 | 0 | 0 | 0 | 0 | 0 | 0 | 0 | 0 | 0 | 0 | 0 | 0 | 0 | 0 | 0 | 0 | 0 | 0 | 0 | 0 | 0 | 0 | 0 | 0 | 0 | 0 | 0 | 0 | 0 | 0 | 0 | 0 | 0 | 0 | 0 | 0 | 0 | 0 | 0
| 2030 Depreciation | (5)2030=(3)2030*Dep_ratet | £m |  |  |  |  | 0 | 0 | 0 | 0 | 0 | 0 | 0 | 0 | 0 | 0 | 0 | 0 | 0 | 0 | 0 | 0 | 0 | 0 | 0 | 0 | 0 | 0 | 0 | 0 | 0 | 0 | 0 | 0 | 0 | 0 | 0 | 0 | 0 | 0 | 0 | 0 | 0 | 0 | 0 | 0 | 0 | 0 | 0 | 0 | 0 | 0
| 2031 Depreciation | (5)2031=(3)2031*Dep_ratet | £m | [5 empty] | 0 | 0 | 0 | 0 | 0 | 0 | 0 | 0 | 0 | 0 | 0 | 0 | 0 | 0 | 0 | 0 | 0 | 0 | 0 | 0 | 0 | 0 | 0 | 0 | 0 | 0 | 0 | 0 | 0 | 0 | 0 | 0 | 0 | 0 | 0 | 0 | 0 | 0 | 0 | 0 | 0 | 0 | 0 | 0 | 0
| 2032 Depreciation | (5)2032=(3)2032*Dep_ratet | £m | [6 empty] | 0 | 0 | 0 | 0 | 0 | 0 | 0 | 0 | 0 | 0 | 0 | 0 | 0 | 0 | 0 | 0 | 0 | 0 | 0 | 0 | 0 | 0 | 0 | 0 | 0 | 0 | 0 | 0 | 0 | 0 | 0 | 0 | 0 | 0 | 0 | 0 | 0 | 0 | 0 | 0 | 0 | 0 | 0 | 0
| 2033 Depreciation | (5)2033=(3)2033*Dep_ratet | £m | [7 empty] | 0 | 0 | 0 | 0 | 0 | 0 | 0 | 0 | 0 | 0 | 0 | 0 | 0 | 0 | 0 | 0 | 0 | 0 | 0 | 0 | 0 | 0 | 0 | 0 | 0 | 0 | 0 | 0 | 0 | 0 | 0 | 0 | 0 | 0 | 0 | 0 | 0 | 0 | 0 | 0 | 0 | 0 | 0
| 2034 Depreciation | (5)2034=(3)2034*Dep_ratet | £m | [8 empty] | 0 | 0 | 0 | 0 | 0 | 0 | 0 | 0 | 0 | 0 | 0 | 0 | 0 | 0 | 0 | 0 | 0 | 0 | 0 | 0 | 0 | 0 | 0 | 0 | 0 | 0 | 0 | 0 | 0 | 0 | 0 | 0 | 0 | 0 | 0 | 0 | 0 | 0 | 0 | 0 | 0 | 0
| 2035 Depreciation | (5)2035=(3)2035*Dep_ratet | £m | [9 empty] | 0 | 0 | 0 | 0 | 0 | 0 | 0 | 0 | 0 | 0 | 0 | 0 | 0 | 0 | 0 | 0 | 0 | 0 | 0 | 0 | 0 | 0 | 0 | 0 | 0 | 0 | 0 | 0 | 0 | 0 | 0 | 0 | 0 | 0 | 0 | 0 | 0 | 0 | 0 | 0 | 0
| 2036 Depreciation | (5)2036=(3)2036*Dep_ratet | £m | [10 empty] | 0 | 0 | 0 | 0 | 0 | 0 | 0 | 0 | 0 | 0 | 0 | 0 | 0 | 0 | 0 | 0 | 0 | 0 | 0 | 0 | 0 | 0 | 0 | 0 | 0 | 0 | 0 | 0 | 0 | 0 | 0 | 0 | 0 | 0 | 0 | 0 | 0 | 0 | 0 | 0
| 2037 Depreciation | (5)2037=(3)2037*Dep_ratet | £m | [11 empty] | 0 | 0 | 0 | 0 | 0 | 0 | 0 | 0 | 0 | 0 | 0 | 0 | 0 | 0 | 0 | 0 | 0 | 0 | 0 | 0 | 0 | 0 | 0 | 0 | 0 | 0 | 0 | 0 | 0 | 0 | 0 | 0 | 0 | 0 | 0 | 0 | 0 | 0 | 0
| 2038 Depreciation | (5)2038=(3)2038*Dep_ratet | £m | [12 empty] | 0 | 0 | 0 | 0 | 0 | 0 | 0 | 0 | 0 | 0 | 0 | 0 | 0 | 0 | 0 | 0 | 0 | 0 | 0 | 0 | 0 | 0 | 0 | 0 | 0 | 0 | 0 | 0 | 0 | 0 | 0 | 0 | 0 | 0 | 0 | 0 | 0 | 0
| 2039 Depreciation | (5)2039=(3)2039*Dep_ratet | £m | [13 empty] | 0 | 0 | 0 | 0 | 0 | 0 | 0 | 0 | 0 | 0 | 0 | 0 | 0 | 0 | 0 | 0 | 0 | 0 | 0 | 0 | 0 | 0 | 0 | 0 | 0 | 0 | 0 | 0 | 0 | 0 | 0 | 0 | 0 | 0 | 0 | 0 | 0
| 2040 Depreciation | (5)2040=(3)2040*Dep_ratet | £m | [14 empty] | 0 | 0 | 0 | 0 | 0 | 0 | 0 | 0 | 0 | 0 | 0 | 0 | 0 | 0 | 0 | 0 | 0 | 0 | 0 | 0 | 0 | 0 | 0 | 0 | 0 | 0 | 0 | 0 | 0 | 0 | 0 | 0 | 0 | 0 | 0 | 0
| 2041 Depreciation | (5)2041=(3)2041*Dep_ratet | £m | [15 empty] | 0 | 0 | 0 | 0 | 0 | 0 | 0 | 0 | 0 | 0 | 0 | 0 | 0 | 0 | 0 | 0 | 0 | 0 | 0 | 0 | 0 | 0 | 0 | 0 | 0 | 0 | 0 | 0 | 0 | 0 | 0 | 0 | 0 | 0 | 0
| 2042 Depreciation | (5)2042=(3)2042*Dep_ratet | £m | [16 empty] | 0 | 0 | 0 | 0 | 0 | 0 | 0 | 0 | 0 | 0 | 0 | 0 | 0 | 0 | 0 | 0 | 0 | 0 | 0 | 0 | 0 | 0 | 0 | 0 | 0 | 0 | 0 | 0 | 0 | 0 | 0 | 0 | 0 | 0
| 2043 Depreciation | (5)2043=(3)2043*Dep_ratet | £m | [17 empty] | 0 | 0 | 0 | 0 | 0 | 0 | 0 | 0 | 0 | 0 | 0 | 0 | 0 | 0 | 0 | 0 | 0 | 0 | 0 | 0 | 0 | 0 | 0 | 0 | 0 | 0 | 0 | 0 | 0 | 0 | 0 | 0 | 0
| 2044 Depreciation | (5)2044=(3)2044*Dep_ratet | £m | [18 empty] | 0 | 0 | 0 | 0 | 0 | 0 | 0 | 0 | 0 | 0 | 0 | 0 | 0 | 0 | 0 | 0 | 0 | 0 | 0 | 0 | 0 | 0 | 0 | 0 | 0 | 0 | 0 | 0 | 0 | 0 | 0 | 0
| 2045 Depreciation | (5)2045=(3)2045*Dep_ratet | £m | [19 empty] | 0 | 0 | 0 | 0 | 0 | 0 | 0 | 0 | 0 | 0 | 0 | 0 | 0 | 0 | 0 | 0 | 0 | 0 | 0 | 0 | 0 | 0 | 0 | 0 | 0 | 0 | 0 | 0 | 0 | 0 | 0
| 2046 Depreciation | (5)2046=(3)2046*Dep_ratet | £m | [20 empty] | 0 | 0 | 0 | 0 | 0 | 0 | 0 | 0 | 0 | 0 | 0 | 0 | 0 | 0 | 0 | 0 | 0 | 0 | 0 | 0 | 0 | 0 | 0 | 0 | 0 | 0 | 0 | 0 | 0 | 0
| 2047 Depreciation | (5)2047=(3)2047*Dep_ratet | £m | 2048: 0; 2049: 0; 2050: 0; 2051: 0; 2052: 0; 2053: 0; 2054: 0; 2055: 0; 2056: 0; 2057: 0; 2058: 0; 2059: 0; 2060: 0; 2061: 0; 2062: 0; 2063: 0; 2064: 0; 2065: 0; 2066: 0; 2067: 0; 2068: 0; 2069: 0; 2070: 0; 2071: 0; 2072: 0; 2073: 0; 2074: 0; 2075: 0; 2076: 0
| 2048 Depreciation | (5)2048=(3)2048*Dep_ratet | £m | 2049: 0; 2050: 0; 2051: 0; 2052: 0; 2053: 0; 2054: 0; 2055: 0; 2056: 0; 2057: 0; 2058: 0; 2059: 0; 2060: 0; 2061: 0; 2062: 0; 2063: 0; 2064: 0; 2065: 0; 2066: 0; 2067: 0; 2068: 0; 2069: 0; 2070: 0; 2071: 0; 2072: 0; 2073: 0; 2074: 0; 2075: 0; 2076: 0
| 2049 Depreciation | (5)2049=(3)2049*Dep_ratet | £m | 2050: 0; 2051: 0; 2052: 0; 2053: 0; 2054: 0; 2055: 0; 2056: 0; 2057: 0; 2058: 0; 2059: 0; 2060: 0; 2061: 0; 2062: 0; 2063: 0; 2064: 0; 2065: 0; 2066: 0; 2067: 0; 2068: 0; 2069: 0; 2070: 0; 2071: 0; 2072: 0; 2073: 0; 2074: 0; 2075: 0; 2076: 0
| 2050 Depreciation | (5)2050=(3)2050*Dep_ratet | £m
| 2051 Depreciation | (5)2051=(3)2051*Dep_ratet | £m
| 2052 Depreciation | (5)2052=(3)2052*Dep_ratet | £m
| 2053 Depreciation | (5)2053=(3)2053*Dep_ratet | £m
| 2054 Depreciation | (5)2054=(3)2054*Dep_ratet | £m
| 2055 Depreciation | (5)2055=(3)2055*Dep_ratet | £m
| 2056 Depreciation | (5)2056=(3)2056*Dep_ratet | £m
| 2057 Depreciation | (5)2057=(3)2057*Dep_ratet | £m
| 2058 Depreciation | (5)2058=(3)2058*Dep_ratet | £m
| 2059 Depreciation | (5)2059=(3)2059*Dep_ratet | £m
| 2060 Depreciation | (5)2060=(3)2060*Dep_ratet | £m
| 2061 Depreciation | (5)2061=(3)2061*Dep_ratet | £m
| 2062 Depreciation | (5)2062=(3)2062*Dep_ratet | £m
| 2063 Depreciation | (5)2063=(3)2063*Dep_ratet | £m
| 2064 Depreciation | (5)2064=(3)2064*Dep_ratet | £m
| 2065 Depreciation | (5)2065=(3)2065*Dep_ratet | £m
| 2066 Depreciation | (5)2066=(3)2066*Dep_ratet | £m
| 2067 Depreciation | (5)2067=(3)2067*Dep_ratet | £m
| 2068 Depreciation | (5)2068=(3)2068*Dep_ratet | £m
| 2069 Depreciation | (5)2069=(3)2069*Dep_ratet | £m
| 2070 Depreciation | (5)2070=(3)2070*Dep_ratet | £m
| Depreciation | (5)=∑(5)t | £m | 0 | 0 | 0 | 0 | 0 | 0 | 0 | 0 | 0 | 0 | 0 | 0 | 0 | 0 | 0 | 0 | 0 | 0 | 0 | 0 | 0 | 0 | 0 | 0 | 0 | 0 | 0 | 0 | 0 | 0 | 0 | 0 | 0 | 0 | 0 | 0 | 0 | 0 | 0 | 0 | 0 | 0 | 0 | 0 | 0 | 0 | 0 | 0 | 0 | 0
| Opening RAV balance | (6op)t=(6cl)t-1 | £m | 0 | 0 | 0 | 0 | 0 | 0 | 0 | 0 | 0 | 0 | 0 | 0 | 0 | 0 | 0 | 0 | 0 | 0 | 0 | 0 | 0 | 0 | 0 | 0 | 0 | 0 | 0 | 0 | 0 | 0 | 0 | 0 | 0 | 0 | 0 | 0 | 0 | 0 | 0 | 0 | 0 | 0 | 0 | 0 | 0 | 0 | 0 | 0 | 0 | 0
| Discounted RAV balance | (6D)=(6cl)*(1/1+WACC)) | £m | 0 | 0 | 0 | 0 | 0 | 0 | 0 | 0 | 0 | 0 | 0 | 0 | 0 | 0 | 0 | 0 | 0 | 0 | 0 | 0 | 0 | 0 | 0 | 0 | 0 | 0 | 0 | 0 | 0 | 0 | 0 | 0 | 0 | 0 | 0 | 0 | 0 | 0 | 0 | 0 | 0 | 0 | 0 | 0 | 0 | 0 | 0 | 0 | 0 | 0
| Closing RAV balance | (6cl)=(3)-(5)+(6op) | £m | 0 | 0 | 0 | 0 | 0 | 0 | 0 | 0 | 0 | 0 | 0 | 0 | 0 | 0 | 0 | 0 | 0 | 0 | 0 | 0 | 0 | 0 | 0 | 0 | 0 | 0 | 0 | 0 | 0 | 0 | 0 | 0 | 0 | 0 | 0 | 0 | 0 | 0 | 0 | 0 | 0 | 0 | 0 | 0 | 0 | 0 | 0 | 0 | 0 | 0
| Cost of Capital | (6)=avg[(6D),(6op)]xWACC | £m | 0 | 0 | 0 | 0 | 0 | 0 | 0 | 0 | 0 | 0 | 0 | 0 | 0 | 0 | 0 | 0 | 0 | 0 | 0 | 0 | 0 | 0 | 0 | 0 | 0 | 0 | 0 | 0 | 0 | 0 | 0 | 0 | 0 | 0 | 0 | 0 | 0 | 0 | 0 | 0 | 0 | 0 | 0 | 0 | 0 | 0 | 0 | 0 | 0 | 0
| Total Capitalised Costs | (7)=(5)+(6) | £m | 0 | 0 | 0 | 0 | 0 | 0 | 0 | 0 | 0 | 0 | 0 | 0 | 0 | 0 | 0 | 0 | 0 | 0 | 0 | 0 | 0 | 0 | 0 | 0 | 0 | 0 | 0 | 0 | 0 | 0 | 0 | 0 | 0 | 0 | 0 | 0 | 0 | 0 | 0 | 0 | 0 | 0 | 0 | 0 | 0 | 0 | 0 | 0 | 0 | 0
| Total Non-Capitalised Costs |  |  | 0 | 0 | 0 | 0 | 0 | 0 | 0 | 0 | 0 | 0 | 0 | 0 | 0 | 0 | 0 | 0 | 0 | 0 | 0 | 0 | 0 | 0 | 0 | 0 | 0 | 0 | 0 | 0 | 0 | 0 | 0 | 0 | 0 | 0 | 0 | 0 | 0 | 0 | 0 | 0 | 0 | 0 | 0 | 0 | 0 | 0 | 0 | 0 | 0 | 0
| Total Direct Costs |  |  | 0 | 0 | 0 | 0 | 0 | 0 | 0 | 0 | 0 | 0 | 0 | 0 | 0 | 0 | 0 | 0 | 0 | 0 | 0 | 0 | 0 | 0 | 0 | 0 | 0 | 0 | 0 | 0 | 0 | 0 | 0 | 0 | 0 | 0 | 0 | 0 | 0 | 0 | 0 | 0 | 0 | 0 | 0 | 0 | 0 | 0 | 0 | 0 | 0 | 0
Non-Financial Costs/Benefits
Calculated values
| Category | Description |  | 2027 | 2028 | 2029 | 2030 | 2031 | 2032 | 2033 | 2034 | 2035 | 2036 | 2037 | 2038 | 2039 | 2040 | 2041 | 2042 | 2043 | 2044 | 2045 | 2046 | 2047 | 2048 | 2049 | 2050 | 2051 | 2052 | 2053 | 2054 | 2055 | 2056 | 2057 | 2058 | 2059 | 2060 | 2061 | 2062 | 2063 | 2064 | 2065 | 2066 | 2067 | 2068 | 2069 | 2070 | 2071 | 2072 | 2073 | 2074 | 2075 | 2076
Non-financial benefits/costs - values | Environmental | Leakage | £m | 0 | 0 | 0 | 0 | 0 | 0 | 0 | 0 | 0 | 0 | 0 | 0 | 0 | 0 | 0 | 0 | 0 | 0 | 0 | 0 | 0 | 0 | 0 | 0 | 0 | 0 | 0 | 0 | 0 | 0 | 0 | 0 | 0 | 0 | 0 | 0 | 0 | 0 | 0 | 0 | 0 | 0 | 0 | 0 | 0 | 0 | 0 | 0 | 0 | 0
| Environmental |  | £m
| Environmental |  | £m
| Safety | Fatality risk | £m | 0 | 0 | 0 | 0 | 0 | 0 | 0 | 0 | 0 | 0 | 0 | 0 | 0 | 0 | 0 | 0 | 0 | 0 | 0 | 0 | 0 | 0 | 0 | 0 | 0 | 0 | 0 | 0 | 0 | 0 | 0 | 0 | 0 | 0 | 0 | 0 | 0 | 0 | 0 | 0 | 0 | 0 | 0 | 0 | 0 | 0 | 0 | 0 | 0 | 0
| Safety | Non-Fatality risk | £m | 0 | 0 | 0 | 0 | 0 | 0 | 0 | 0 | 0 | 0 | 0 | 0 | 0 | 0 | 0 | 0 | 0 | 0 | 0 | 0 | 0 | 0 | 0 | 0 | 0 | 0 | 0 | 0 | 0 | 0 | 0 | 0 | 0 | 0 | 0 | 0 | 0 | 0 | 0 | 0 | 0 | 0 | 0 | 0 | 0 | 0 | 0 | 0 | 0 | 0
| Safety |  | £m
| Safety |  | £m
| Financial | NGN VF Financial Risk | £m
| Financial | NGN VF Customer Risk | £m
| Financial | NGN VF Compliance Risk | £m
| Other |  | £m
| Other |  | £m
Inputs
| Category | Description |  | 2027 | 2028 | 2029 | 2030 | 2031 | 2032 | 2033 | 2034 | 2035 | 2036 | 2037 | 2038 | 2039 | 2040 | 2041 | 2042 | 2043 | 2044 | 2045 | 2046 | 2047 | 2048 | 2049 | 2050 | 2051 | 2052 | 2053 | 2054 | 2055 | 2056 | 2057 | 2058 | 2059 | 2060 | 2061 | 2062 | 2063 | 2064 | 2065 | 2066 | 2067 | 2068 | 2069 | 2070 | 2071 | 2072 | 2073 | 2074 | 2075 | 2076
Non-financial benefits/costs - inputs | Environmental | Leakage | GWh
Environmental
Environmental
| Safety | Fatality risk
| Safety | Non-Fatality risk
Safety
Safety
Other
Other
Other
Other
Other
Alternative carbon calculations |  |  |  | 2027 | 2028 | 2029 | 2030 | 2031 | 2032 | 2033 | 2034 | 2035 | 2036 | 2037 | 2038 | 2039 | 2040 | 2041 | 2042 | 2043 | 2044 | 2045 | 2046 | 2047 | 2048 | 2049 | 2050 | 2051 | 2052 | 2053 | 2054 | 2055 | 2056 | 2057 | 2058 | 2059 | 2060 | 2061 | 2062 | 2063 | 2064 | 2065 | 2066 | 2067 | 2068 | 2069 | 2070 | 2071 | 2072 | 2073 | 2074 | 2075 | 2076
Environmental costs - low CO2 cost | Environmental | Leakage | £m | 0 | 0 | 0 | 0 | 0 | 0 | 0 | 0 | 0 | 0 | 0 | 0 | 0 | 0 | 0 | 0 | 0 | 0 | 0 | 0 | 0 | 0 | 0 | 0 | 0 | 0 | 0 | 0 | 0 | 0 | 0 | 0 | 0 | 0 | 0 | 0 | 0 | 0 | 0 | 0 | 0 | 0 | 0 | 0 | 0 | 0 | 0 | 0 | 0 | 0
| Environmental |  | £m
| Environmental |  | £m
Environmental costs - high CO2 cost | Environmental | Leakage | £m | 0 | 0 | 0 | 0 | 0 | 0 | 0 | 0 | 0 | 0 | 0 | 0 | 0 | 0 | 0 | 0 | 0 | 0 | 0 | 0 | 0 | 0 | 0 | 0 | 0 | 0 | 0 | 0 | 0 | 0 | 0 | 0 | 0 | 0 | 0 | 0 | 0 | 0 | 0 | 0 | 0 | 0 | 0 | 0 | 0 | 0 | 0 | 0 | 0 | 0
| Environmental |  | £m
| Environmental |  | £m
Net Present Values
Discount factors and summary
|  |  |  | 2027 | 2028 | 2029 | 2030 | 2031 | 2032 | 2033 | 2034 | 2035 | 2036 | 2037 | 2038 | 2039 | 2040 | 2041 | 2042 | 2043 | 2044 | 2045 | 2046 | 2047 | 2048 | 2049 | 2050 | 2051 | 2052 | 2053 | 2054 | 2055 | 2056 | 2057 | 2058 | 2059 | 2060 | 2061 | 2062 | 2063 | 2064 | 2065 | 2066 | 2067 | 2068 | 2069 | 2070 | 2071 | 2072 | 2073 | 2074 | 2075 | 2076
Discount factors | Discount factor (Non-Safety) | =1/[(1+SRTP)^n] | % | 100% | 96.62% | 93.35% | 90.19% | 87.14% | 84.2% | 81.35% | 78.6% | 75.94% | 73.37% | 70.89% | 68.49% | 66.18% | 63.94% | 61.78% | 59.69% | 57.67% | 55.72% | 53.84% | 52.02% | 50.26% | 48.56% | 46.92% | 45.33% | 43.8% | 42.31% | 40.88% | 39.5% | 38.17% | 36.87% | 35.63% | 34.59% | 33.58% | 32.6% | 31.65% | 30.73% | 29.84% | 28.97% | 28.12% | 27.31% | 26.51% | 25.74% | 24.99% | 24.26% | 23.55% | 22.87% | 22.2% | 21.56% | 20.93% | 20.32%
| Discount factor (Safety) | =1/[(1+HDR)^n] | % | 100% | 98.52% | 97.07% | 95.63% | 94.22% | 92.83% | 91.45% | 90.1% | 88.77% | 87.46% | 86.17% | 84.89% | 83.64% | 82.4% | 81.18% | 79.99% | 78.8% | 77.64% | 76.49% | 75.36% | 74.25% | 73.15% | 72.07% | 71% | 69.95% | 68.92% | 67.9% | 66.9% | 65.91% | 64.94% | 63.98% | 63.16% | 62.36% | 61.57% | 60.79% | 60.02% | 59.25% | 58.5% | 57.76% | 57.03% | 56.3% | 55.59% | 54.88% | 54.18% | 53.5% | 52.82% | 52.15% | 51.48% | 50.83% | 50.19%
Summary of discounted costs/benefits | Capex |  | £m | 0 | 0 | 0 | 0 | 0 | 0 | 0 | 0 | 0 | 0 | 0 | 0 | 0 | 0 | 0 | 0 | 0 | 0 | 0 | 0 | 0 | 0 | 0 | 0 | 0 | 0 | 0 | 0 | 0 | 0 | 0 | 0 | 0 | 0 | 0 | 0 | 0 | 0 | 0 | 0 | 0 | 0 | 0 | 0 | 0 | 0 | 0 | 0 | 0 | 0
| Opex |  | £m | 0 | 0 | 0 | 0 | 0 | 0 | 0 | 0 | 0 | 0 | 0 | 0 | 0 | 0 | 0 | 0 | 0 | 0 | 0 | 0 | 0 | 0 | 0 | 0 | 0 | 0 | 0 | 0 | 0 | 0 | 0 | 0 | 0 | 0 | 0 | 0 | 0 | 0 | 0 | 0 | 0 | 0 | 0 | 0 | 0 | 0 | 0 | 0 | 0 | 0
| Pass Through Costs |  | £m | 0 | 0 | 0 | 0 | 0 | 0 | 0 | 0 | 0 | 0 | 0 | 0 | 0 | 0 | 0 | 0 | 0 | 0 | 0 | 0 | 0 | 0 | 0 | 0 | 0 | 0 | 0 | 0 | 0 | 0 | 0 | 0 | 0 | 0 | 0 | 0 | 0 | 0 | 0 | 0 | 0 | 0 | 0 | 0 | 0 | 0 | 0 | 0 | 0 | 0
| Environmental - central CO2 cost |  | £m | 0 | 0 | 0 | 0 | 0 | 0 | 0 | 0 | 0 | 0 | 0 | 0 | 0 | 0 | 0 | 0 | 0 | 0 | 0 | 0 | 0 | 0 | 0 | 0 | 0 | 0 | 0 | 0 | 0 | 0 | 0 | 0 | 0 | 0 | 0 | 0 | 0 | 0 | 0 | 0 | 0 | 0 | 0 | 0 | 0 | 0 | 0 | 0 | 0 | 0
| Environmental - low CO2 cost |  | £m | 0 | 0 | 0 | 0 | 0 | 0 | 0 | 0 | 0 | 0 | 0 | 0 | 0 | 0 | 0 | 0 | 0 | 0 | 0 | 0 | 0 | 0 | 0 | 0 | 0 | 0 | 0 | 0 | 0 | 0 | 0 | 0 | 0 | 0 | 0 | 0 | 0 | 0 | 0 | 0 | 0 | 0 | 0 | 0 | 0 | 0 | 0 | 0 | 0 | 0
| Environmental - high CO2 cost |  | £m | 0 | 0 | 0 | 0 | 0 | 0 | 0 | 0 | 0 | 0 | 0 | 0 | 0 | 0 | 0 | 0 | 0 | 0 | 0 | 0 | 0 | 0 | 0 | 0 | 0 | 0 | 0 | 0 | 0 | 0 | 0 | 0 | 0 | 0 | 0 | 0 | 0 | 0 | 0 | 0 | 0 | 0 | 0 | 0 | 0 | 0 | 0 | 0 | 0 | 0
| Safety |  | £m | 0 | 0 | 0 | 0 | 0 | 0 | 0 | 0 | 0 | 0 | 0 | 0 | 0 | 0 | 0 | 0 | 0 | 0 | 0 | 0 | 0 | 0 | 0 | 0 | 0 | 0 | 0 | 0 | 0 | 0 | 0 | 0 | 0 | 0 | 0 | 0 | 0 | 0 | 0 | 0 | 0 | 0 | 0 | 0 | 0 | 0 | 0 | 0 | 0 | 0
| Financial |  | £m | 0 | 0 | 0 | 0 | 0 | 0 | 0 | 0 | 0 | 0 | 0 | 0 | 0 | 0 | 0 | 0 | 0 | 0 | 0 | 0 | 0 | 0 | 0 | 0 | 0 | 0 | 0 | 0 | 0 | 0 | 0 | 0 | 0 | 0 | 0 | 0 | 0 | 0 | 0 | 0 | 0 | 0 | 0 | 0 | 0 | 0 | 0 | 0 | 0 | 0
| Other |  | £m | 0 | 0 | 0 | 0 | 0 | 0 | 0 | 0 | 0 | 0 | 0 | 0 | 0 | 0 | 0 | 0 | 0 | 0 | 0 | 0 | 0 | 0 | 0 | 0 | 0 | 0 | 0 | 0 | 0 | 0 | 0 | 0 | 0 | 0 | 0 | 0 | 0 | 0 | 0 | 0 | 0 | 0 | 0 | 0 | 0 | 0 | 0 | 0 | 0 | 0
Annual Total | Total - central carbon cost |  | £m | 0 | 0 | 0 | 0 | 0 | 0 | 0 | 0 | 0 | 0 | 0 | 0 | 0 | 0 | 0 | 0 | 0 | 0 | 0 | 0 | 0 | 0 | 0 | 0 | 0 | 0 | 0 | 0 | 0 | 0 | 0 | 0 | 0 | 0 | 0 | 0 | 0 | 0 | 0 | 0 | 0 | 0 | 0 | 0 | 0 | 0 | 0 | 0 | 0 | 0
| Total - low carbon cost |  | £m | 0 | 0 | 0 | 0 | 0 | 0 | 0 | 0 | 0 | 0 | 0 | 0 | 0 | 0 | 0 | 0 | 0 | 0 | 0 | 0 | 0 | 0 | 0 | 0 | 0 | 0 | 0 | 0 | 0 | 0 | 0 | 0 | 0 | 0 | 0 | 0 | 0 | 0 | 0 | 0 | 0 | 0 | 0 | 0 | 0 | 0 | 0 | 0 | 0 | 0
| Total - high carbon cost |  | £m | 0 | 0 | 0 | 0 | 0 | 0 | 0 | 0 | 0 | 0 | 0 | 0 | 0 | 0 | 0 | 0 | 0 | 0 | 0 | 0 | 0 | 0 | 0 | 0 | 0 | 0 | 0 | 0 | 0 | 0 | 0 | 0 | 0 | 0 | 0 | 0 | 0 | 0 | 0 | 0 | 0 | 0 | 0 | 0 | 0 | 0 | 0 | 0 | 0 | 0
Net Present Value | NPV - central carbon cost |  | £m | 0 | 0 | 0 | 0 | 0 | 0 | 0 | 0 | 0 | 0 | 0 | 0 | 0 | 0 | 0 | 0 | 0 | 0 | 0 | 0 | 0 | 0 | 0 | 0 | 0 | 0 | 0 | 0 | 0 | 0 | 0 | 0 | 0 | 0 | 0 | 0 | 0 | 0 | 0 | 0 | 0 | 0 | 0 | 0 | 0 | 0 | 0 | 0 | 0 | 0
| NPV - low carbon cost |  | £m | 0 | 0 | 0 | 0 | 0 | 0 | 0 | 0 | 0 | 0 | 0 | 0 | 0 | 0 | 0 | 0 | 0 | 0 | 0 | 0 | 0 | 0 | 0 | 0 | 0 | 0 | 0 | 0 | 0 | 0 | 0 | 0 | 0 | 0 | 0 | 0 | 0 | 0 | 0 | 0 | 0 | 0 | 0 | 0 | 0 | 0 | 0 | 0 | 0 | 0
| NPV - high carbon cost |  | £m | 0 | 0 | 0 | 0 | 0 | 0 | 0 | 0 | 0 | 0 | 0 | 0 | 0 | 0 | 0 | 0 | 0 | 0 | 0 | 0 | 0 | 0 | 0 | 0 | 0 | 0 | 0 | 0 | 0 | 0 | 0 | 0 | 0 | 0 | 0 | 0 | 0 | 0 | 0 | 0 | 0 | 0 | 0 | 0 | 0 | 0 | 0 | 0 | 0 | 0
Comparison to baseline
|  |  |  | 2027 | 2028 | 2029 | 2030 | 2031 | 2032 | 2033 | 2034 | 2035 | 2036 | 2037 | 2038 | 2039 | 2040 | 2041 | 2042 | 2043 | 2044 | 2045 | 2046 | 2047 | 2048 | 2049 | 2050 | 2051 | 2052 | 2053 | 2054 | 2055 | 2056 | 2057 | 2058 | 2059 | 2060 | 2061 | 2062 | 2063 | 2064 | 2065 | 2066 | 2067 | 2068 | 2069 | 2070 | 2071 | 2072 | 2073 | 2074 | 2075 | 2076
Summary of discounted costs/benefits | Capex |  | £m | 0 | 0 | 0 | 0 | 0 | 0 | 0 | 0 | 0 | 0 | 0 | 0 | 0 | 0 | 0 | 0 | 0 | 0 | 0 | 0 | 0 | 0 | 0 | 0 | 0 | 0 | 0 | 0 | 0 | 0 | 0 | 0 | 0 | 0 | 0 | 0 | 0 | 0 | 0 | 0 | 0 | 0 | 0 | 0 | 0 | 0 | 0 | 0 | 0 | 0
| Opex |  | £m | 0 | 0 | 0 | 0 | 0 | 0 | 0 | 0 | 0 | 0 | 0 | 0 | 0 | 0 | 0 | 0 | 0 | 0 | 0 | 0 | 0 | 0 | 0 | 0 | 0 | 0 | 0 | 0 | 0 | 0 | 0 | 0 | 0 | 0 | 0 | 0 | 0 | 0 | 0 | 0 | 0 | 0 | 0 | 0 | 0 | 0 | 0 | 0 | 0 | 0
| Pass Through Costs |  | £m | 0.00020618 | 0.00020836 | 0.00021061 | 0.00021294 | 0.00021536 | 0.00021786 | 0.00022045 | 0.00022313 | 0.00022588 | 0.00022872 | 0.00023164 | 0.00023464 | 0.00023772 | 0.00024088 | 0.00024413 | 0.00024746 | 0.00025087 | 0.00025436 | 0.00025794 | 0.00026161 | 0.00026536 | 0.0002692 | 0.00027312 | 0.00027713 | 0.00030549 | 0.00031009 | 0.00031478 | 0.00031958 | 0.00032447 | 0.00032946 | 0.00033456 | 0.0003414 | 0.00034841 | 0.00035559 | 0.00036293 | 0.00037045 | 0.00037814 | 0.00038601 | 0.00039407 | 0.00040231 | 0.00041075 | 0.00041938 | 0.0004282 | 0.00043723 | 0.00044647 | 0.00045592 | 0.00046558 | 0.00047546 | 0.00048557 | 0.00049589
| Environmental - central CO2 cost |  | £m | 0.0012294 | 0.0012645 | 0.001296 | 0.0013284 | 0.0013664 | 0.0014053 | 0.0014408 | 0.0014819 | 0.0015242 | 0.0015627 | 0.0016073 | 0.001653 | 0.0016999 | 0.0017532 | 0.0018027 | 0.0018535 | 0.0019057 | 0.0019647 | 0.0020197 | 0.0020817 | 0.0021397 | 0.0022049 | 0.0022718 | 0.0023404 | 0.0026173 | 0.0026951 | 0.0027754 | 0.0028577 | 0.0029418 | 0.0030281 | 0.0031166 | 0.003223 | 0.0033326 | 0.0034456 | 0.003562 | 0.003682 | 0.0038056 | 0.0039329 | 0.0040641 | 0.0041993 | 0.0043386 | 0.004482 | 0.0046297 | 0.0047819 | 0.0049386 | 0.0050999 | 0.005266 | 0.0054371 | 0.0056132 | 0.0057944
| Environmental - low CO2 cost |  | £m | 0.00061567 | 0.00063163 | 0.00064819 | 0.00066535 | 0.00068314 | 0.00070158 | 0.00072075 | 0.00074061 | 0.00076117 | 0.00078247 | 0.00080452 | 0.00082735 | 0.00085098 | 0.00087543 | 0.00090054 | 0.00092651 | 0.00095338 | 0.00098116 | 0.0010099 | 0.0010396 | 0.0010703 | 0.0011021 | 0.0011349 | 0.0011689 | 0.001307 | 0.0013456 | 0.0013852 | 0.0014259 | 0.0014676 | 0.0015103 | 0.0015541 | 0.0016068 | 0.0016611 | 0.0017171 | 0.0017747 | 0.0018342 | 0.0018954 | 0.0019585 | 0.0020234 | 0.0020904 | 0.0021593 | 0.0022303 | 0.0023035 | 0.0023788 | 0.0024564 | 0.0025362 | 0.0026185 | 0.0027031 | 0.0027903 | 0.00288
| Environmental - high CO2 cost |  | £m | 0.001847 | 0.0018949 | 0.0019446 | 0.001996 | 0.0020494 | 0.0021048 | 0.0021623 | 0.0022218 | 0.0022835 | 0.0023474 | 0.0024136 | 0.002482 | 0.0025529 | 0.0026263 | 0.0027016 | 0.0027795 | 0.0028601 | 0.0029435 | 0.0030297 | 0.0031188 | 0.003211 | 0.0033063 | 0.0034048 | 0.0035066 | 0.0039209 | 0.0040367 | 0.0041557 | 0.0042777 | 0.0044028 | 0.0045309 | 0.0046624 | 0.0048205 | 0.0049834 | 0.0051512 | 0.0053242 | 0.0055025 | 0.0056862 | 0.0058754 | 0.0060703 | 0.0062712 | 0.006478 | 0.006691 | 0.0069105 | 0.0071364 | 0.0073691 | 0.0076087 | 0.0078554 | 0.0081094 | 0.0083709 | 0.0086399
| Safety |  | £m | 0.43055 | 0.44568 | 0.46138 | 0.47767 | 0.49457 | 0.51211 | 0.51403 | 0.50944 | 0.50502 | 0.50078 | 0.49673 | 0.49286 | 0.48895 | 0.48406 | 0.47932 | 0.47475 | 0.4702 | 0.46514 | 0.46022 | 0.45545 | 0.45083 | 0.44634 | 0.44201 | 0.43782 | 3.9034 | 3.8485 | 3.7945 | 3.7414 | 3.6892 | 3.6378 | 3.5874 | 3.5452 | 3.5038 | 3.463 | 3.4229 | 3.3834 | 3.3446 | 3.3065 | 3.269 | 3.2322 | 3.196 | 3.1604 | 3.1255 | 3.0913 | 3.0577 | 3.0247 | 2.9924 | 2.9608 | 2.9298 | 2.8991
| Financial |  |  | 5.8794 | 5.9672 | 6.0569 | 6.1485 | 6.2421 | 6.3375 | 6.3534 | 6.3385 | 6.3274 | 6.3201 | 6.3166 | 6.3168 | 6.3191 | 6.318 | 6.3205 | 6.3266 | 6.3359 | 6.347 | 6.3616 | 6.3795 | 6.4007 | 6.4253 | 6.4531 | 6.484 | 63.0641 | 63.4289 | 63.8236 | 64.248 | 64.7016 | 65.1843 | 65.6959 | 66.5576 | 67.4548 | 68.3879 | 69.3571 | 70.3628 | 71.4052 | 72.4849 | 73.6021 | 74.7573 | 75.951 | 77.1835 | 78.4554 | 79.7672 | 81.1193 | 82.5123 | 83.9468 | 85.4234 | 86.9289 | 88.4681
| Other |  | £m | 0 | 0 | 0 | 0 | 0 | 0 | 0 | 0 | 0 | 0 | 0 | 0 | 0 | 0 | 0 | 0 | 0 | 0 | 0 | 0 | 0 | 0 | 0 | 0 | 0 | 0 | 0 | 0 | 0 | 0 | 0 | 0 | 0 | 0 | 0 | 0 | 0 | 0 | 0 | 0 | 0 | 0 | 0 | 0 | 0 | 0 | 0 | 0 | 0 | 0
Annual Total | Total - central carbon cost |  | £m | 6.3114 | 6.4144 | 6.5198 | 6.6278 | 6.7382 | 6.8512 | 6.8691 | 6.8496 | 6.8342 | 6.8227 | 6.8152 | 6.8115 | 6.81 | 6.8041 | 6.8019 | 6.8035 | 6.8083 | 6.8144 | 6.8241 | 6.8373 | 6.854 | 6.8741 | 6.8976 | 6.9245 | 66.9705 | 67.2805 | 67.6212 | 67.9925 | 68.394 | 68.8255 | 69.2867 | 70.1064 | 70.9623 | 71.8547 | 72.7839 | 73.7503 | 74.7541 | 75.7957 | 76.8756 | 77.9941 | 79.1517 | 80.3489 | 81.586 | 82.8637 | 84.1824 | 85.5426 | 86.945 | 88.3901 | 89.8648 | 91.3735
| Total - low carbon cost |  | £m | 6.3108 | 6.4137 | 6.5192 | 6.6271 | 6.7375 | 6.8505 | 6.8684 | 6.8489 | 6.8334 | 6.8219 | 6.8144 | 6.8107 | 6.8092 | 6.8032 | 6.801 | 6.8025 | 6.8073 | 6.8134 | 6.8231 | 6.8363 | 6.8529 | 6.873 | 6.8965 | 6.9233 | 66.9692 | 67.2791 | 67.6198 | 67.9911 | 68.3926 | 68.824 | 69.2851 | 70.1048 | 70.9606 | 71.853 | 72.7821 | 73.7484 | 74.7521 | 75.7937 | 76.8735 | 77.992 | 79.1495 | 80.3466 | 81.5837 | 82.8613 | 84.1799 | 85.5401 | 86.9424 | 88.3874 | 89.8619 | 91.3706
| Total - high carbon cost |  | £m | 6.312 | 6.415 | 6.5205 | 6.6284 | 6.7389 | 6.8519 | 6.8698 | 6.8503 | 6.8349 | 6.8235 | 6.816 | 6.8123 | 6.8109 | 6.8049 | 6.8028 | 6.8044 | 6.8092 | 6.8154 | 6.8251 | 6.8383 | 6.855 | 6.8752 | 6.8987 | 6.9256 | 66.9718 | 67.2818 | 67.6226 | 67.9939 | 68.3955 | 68.827 | 69.2882 | 70.108 | 70.964 | 71.8564 | 72.7857 | 73.7521 | 74.7559 | 75.7976 | 76.8776 | 77.9962 | 79.1538 | 80.3511 | 81.5883 | 82.866 | 84.1848 | 85.5451 | 86.9476 | 88.3928 | 89.8675 | 91.3764
Net Present Value | Total - central carbon cost |  | £m | 6.3114 | 12.7257 | 19.2456 | 25.8733 | 32.6115 | 39.4628 | 46.3319 | 53.1815 | 60.0156 | 66.8383 | 73.6535 | 80.465 | 87.275 | 94.0791 | 100.881 | 107.6845 | 114.4927 | 121.3071 | 128.1312 | 134.9685 | 141.8225 | 148.6966 | 155.5942 | 162.5187 | 229.4891 | 296.7696 | 364.3908 | 432.3833 | 500.7774 | 569.6029 | 638.8896 | 708.996 | 779.9583 | 851.813 | 924.5969 | 998.3472 | 1073.1012 | 1148.8969 | 1225.7725 | 1303.7666 | 1382.9183 | 1463.2672 | 1544.8532 | 1627.7168 | 1711.8992 | 1797.4418 | 1884.3869 | 1972.777 | 2062.6417 | 2154.0152
| Total - low carbon cost |  | £m | 6.3108 | 12.7245 | 19.2437 | 25.8708 | 32.6083 | 39.4588 | 46.3272 | 53.1761 | 60.0095 | 66.8314 | 73.6457 | 80.4564 | 87.2656 | 94.0688 | 100.8698 | 107.6723 | 114.4796 | 121.293 | 128.1161 | 134.9524 | 141.8053 | 148.6783 | 155.5747 | 162.4981 | 229.4672 | 296.7463 | 364.3662 | 432.3573 | 500.7498 | 569.5738 | 638.8589 | 708.9637 | 779.9243 | 851.7773 | 924.5595 | 998.3079 | 1073.06 | 1148.8537 | 1225.7273 | 1303.7193 | 1382.8688 | 1463.2154 | 1544.7991 | 1627.6604 | 1711.8402 | 1797.3803 | 1884.3227 | 1972.7101 | 2062.572 | 2153.9426
| Total - high carbon cost |  | £m | 6.312 | 12.727 | 19.2475 | 25.8759 | 32.6148 | 39.4667 | 46.3366 | 53.1869 | 60.0218 | 66.8453 | 73.6613 | 80.4736 | 87.2845 | 94.0894 | 100.8922 | 107.6966 | 114.5058 | 121.3212 | 128.1463 | 134.9846 | 141.8397 | 148.7149 | 155.6136 | 162.5392 | 229.511 | 296.7928 | 364.4154 | 432.4094 | 500.8049 | 569.6319 | 638.9201 | 709.0281 | 779.9921 | 851.8485 | 924.6342 | 998.3863 | 1073.1422 | 1148.9398 | 1225.8174 | 1303.8136 | 1382.9674 | 1463.3185 | 1544.9068 | 1627.7728 | 1711.9576 | 1797.5027 | 1884.4504 | 1972.8432 | 2062.7107 | 2154.087
|  |  |  | 2027 | 2028 | 2029 | 2030 | 2031 | 2032 | 2033 | 2034 | 2035 | 2036 | 2037 | 2038 | 2039 | 2040 | 2041 | 2042 | 2043 | 2044 | 2045 | 2046 | 2047 | 2048 | 2049 | 2050 | 2051 | 2052 | 2053 | 2054 | 2055 | 2056 | 2057 | 2058 | 2059 | 2060 | 2061 | 2062 | 2063 | 2064 | 2065 | 2066 | 2067 | 2068 | 2069 | 2070 | 2071 | 2072 | 2073 | 2074 | 2075 | 2076
| Monetised risk - memo line |  | £m
Note on B10: Ofgem: Enter as year (eg 2027)
Note on C158: Duncan Innes:GT/GD
Note on C161: Duncan Innes: All sectors
Note on C162: Duncan Innes: All sectors
Note on B229: Ofgem: This line records the total monetised risk of the modelled scenario. It acts as a cross-reference between the CBA and NARM BPDTs and should not directly link to any formulas in the CBA analysis above.

## Option_5 Workings (hidden)
Additional cost/benefit explanations
Please provide a short explanation of any additional cost/benefit lines that have been completed in addition to the pre-populated ones. This should include both a description of the nature of the cost/benefit, and an explanation of how the value was calculated, citing appropriate sources (eg for relevant global warming potentials). If an explanation has been provided within the EJP, then simply provide a reference to the relevant page number.
Long term cost/benefit assumptions
Please briefly summarise the assumptions you have used to calculate long-term (ie beyond the duration of the RIIO3 price control) costs and other inputs (eg "Opex assumed to increase at 1%/year based on historic trends"). In most cases we would expect these to be the same across the baseline and different options, but where this is not the case additional tabs can be completed as necessary. If detailed descriptions are required (eg to explain assumptions around whole life costs of assets) these should be included as part of the EJP
Capex
Opex
Leakage
Fatality risk
Non-Fatality risk
Cost cross-referencing
If there is any explanation required on how the cost data set out in the EJP totals to the lines in the CBA, please provide it here.

## Option_6 (hidden)
Summary | [7 empty] | Text Descriptions
[8 empty] | Option Description - this should allow us to quickly recognise the option being assessed (based on descriptions in the EJP and other documents) and distinguish it both from other investment areas and from other options. If appropriate, please provide sitemaps, photos or any other documents that will help with this identification (likely to be relevant for major projects rather than asset classes) | [6 empty] | Stakeholder Support Summary - please provide a synopsis which details the feedback from stakeholder group(s)
Option Name |  |  |  | Date Undertaken:
Scheme Reference ID
Expenditure Type |  |  |  | Authorised By:
Preferred Option (Y/N)
Spend Area (Please include relevant RRP/BPDT Table Reference)
First year of expenditure outflow | 2027
Payback position at year | Central CO2 Cost - PV of costs & benefits (£m) | Central CO2 Cost - NPV relative to baseline (£m) | Low CO2 cost - PV of costs & benefits (£m) | Low CO2 cost - NPV relative to baseline (£m) | High CO2 cost - PV of costs & benefits (£m) | High CO2 cost - NPV relative to baseline (£m)
2035 | 0 | 60.0156 | 0 | 60.0095 | 0 | 60.0218
2040 | 0 | 94.0791 | 0 | 94.0688 | 0 | 94.0894
2045 | 0 | 128.1312 | 0 | 128.1161 | 0 | 128.1463
2050 | 0 | 162.5187 | 0 | 162.4981 | 0 | 162.5392
2060 | 0 | 851.813 | 0 | 851.7773 | 0 | 851.8485
2070 | 0 | 1627.7168 | 0 | 1627.6604 | 0 | 1627.7728
Capitalisation rate | 33.7% | [6 empty] | Engineering Justification Summary - please provide a synopsis & share the document which articulates the full detailed explanation | [6 empty] | Company View - please provide a synopsis which details your view of how beneficial this option is.
Expenditure Profile - Summary
| 2027 | 2028 | 2029 | 2030 | 2031 | Post RIIO3
| (£m) | (£m) | (£m) | (£m) | (£m) | (£m)
Capitalised costs | 0 | 0 | 0 | 0 | 0 | 0
Non-capitalised costs | 0 | 0 | 0 | 0 | 0 | 0
| Asset Class | Unit | Comments
Output
Financial Costs
Inputs
|  |  |  | RIIO3 |  |  |  |  | RIIO4 |  |  |  |  | RIIO5 |  |  |  |  | RIIO6 |  |  |  |  | RIIO7 |  |  |  |  | RIIO8 |  |  |  |  | RIIO9 |  |  |  |  | RIIO10 |  |  |  |  | RIIO11 |  |  |  |  | RIIO12
|  |  |  | 1 | 2 | 3 | 4 | 5 | 6 | 7 | 8 | 9 | 10 | 11 | 12 | 13 | 14 | 15 | 16 | 17 | 18 | 19 | 20 | 21 | 22 | 23 | 24 | 25 | 26 | 27 | 28 | 29 | 30 | 31 | 32 | 33 | 34 | 35 | 36 | 37 | 38 | 39 | 40 | 41 | 42 | 43 | 44 | 45 | 46 | 47 | 48 | 49 | 50
| Asset Class | Intervention type |  | 2027 | 2028 | 2029 | 2030 | 2031 | 2032 | 2033 | 2034 | 2035 | 2036 | 2037 | 2038 | 2039 | 2040 | 2041 | 2042 | 2043 | 2044 | 2045 | 2046 | 2047 | 2048 | 2049 | 2050 | 2051 | 2052 | 2053 | 2054 | 2055 | 2056 | 2057 | 2058 | 2059 | 2060 | 2061 | 2062 | 2063 | 2064 | 2065 | 2066 | 2067 | 2068 | 2069 | 2070 | 2071 | 2072 | 2073 | 2074 | 2075 | 2076
Capex/Repex |  |  | £m
£m
£m
£m
£m
£m
£m
£m
£m
£m
| Total Capex | (1) | £m | 0 | 0 | 0 | 0 | 0 | 0 | 0 | 0 | 0 | 0 | 0 | 0 | 0 | 0 | 0 | 0 | 0 | 0 | 0 | 0 | 0 | 0 | 0 | 0 | 0 | 0 | 0 | 0 | 0 | 0 | 0 | 0 | 0 | 0 | 0 | 0 | 0 | 0 | 0 | 0 | 0 | 0 | 0 | 0 | 0 | 0 | 0 | 0 | 0 | 0
Associated direct opex |  |  | £m
£m
£m
£m
£m
| Total Opex |  | £m | 0 | 0 | 0 | 0 | 0 | 0 | 0 | 0 | 0 | 0 | 0 | 0 | 0 | 0 | 0 | 0 | 0 | 0 | 0 | 0 | 0 | 0 | 0 | 0 | 0 | 0 | 0 | 0 | 0 | 0 | 0 | 0 | 0 | 0 | 0 | 0 | 0 | 0 | 0 | 0 | 0 | 0 | 0 | 0 | 0 | 0 | 0 | 0 | 0 | 0
Pass through costs | Leakage |  | £m | 0 | 0 | 0 | 0 | 0 | 0 | 0 | 0 | 0 | 0 | 0 | 0 | 0 | 0 | 0 | 0 | 0 | 0 | 0 | 0 | 0 | 0 | 0 | 0 | 0 | 0 | 0 | 0 | 0 | 0 | 0 | 0 | 0 | 0 | 0 | 0 | 0 | 0 | 0 | 0 | 0 | 0 | 0 | 0 | 0 | 0 | 0 | 0 | 0 | 0
£m
| Total Pass Through Costs |  | £m | 0 | 0 | 0 | 0 | 0 | 0 | 0 | 0 | 0 | 0 | 0 | 0 | 0 | 0 | 0 | 0 | 0 | 0 | 0 | 0 | 0 | 0 | 0 | 0 | 0 | 0 | 0 | 0 | 0 | 0 | 0 | 0 | 0 | 0 | 0 | 0 | 0 | 0 | 0 | 0 | 0 | 0 | 0 | 0 | 0 | 0 | 0 | 0 | 0 | 0
Annual cost calculations |  |  |  | 2027 | 2028 | 2029 | 2030 | 2031 | 2032 | 2033 | 2034 | 2035 | 2036 | 2037 | 2038 | 2039 | 2040 | 2041 | 2042 | 2043 | 2044 | 2045 | 2046 | 2047 | 2048 | 2049 | 2050 | 2051 | 2052 | 2053 | 2054 | 2055 | 2056 | 2057 | 2058 | 2059 | 2060 | 2061 | 2062 | 2063 | 2064 | 2065 | 2066 | 2067 | 2068 | 2069 | 2070 | 2071 | 2072 | 2073 | 2074 | 2075 | 2076
| Capitalisation rates | (2) | % | 33.7% | 33.7% | 33.7% | 33.7% | 33.7% | 33.7% | 33.7% | 33.7% | 33.7% | 33.7% | 33.7% | 33.7% | 33.7% | 33.7% | 33.7% | 33.7% | 33.7% | 33.7% | 33.7% | 33.7% | 33.7% | 33.7% | 33.7% | 0% | 0% | 0% | 0% | 0% | 0% | 0% | 0% | 0% | 0% | 0% | 0% | 0% | 0% | 0% | 0% | 0% | 0% | 0% | 0% | 0% | 0% | 0% | 0% | 0% | 0% | 0%
| Capitalised investment | (3)=(1)x(2) | £m | 0 | 0 | 0 | 0 | 0 | 0 | 0 | 0 | 0 | 0 | 0 | 0 | 0 | 0 | 0 | 0 | 0 | 0 | 0 | 0 | 0 | 0 | 0 | 0 | 0 | 0 | 0 | 0 | 0 | 0 | 0 | 0 | 0 | 0 | 0 | 0 | 0 | 0 | 0 | 0 | 0 | 0 | 0 | 0 | 0 | 0 | 0 | 0 | 0 | 0
| Investment to be expensed | (4)=(1)-(3) | £m | 0 | 0 | 0 | 0 | 0 | 0 | 0 | 0 | 0 | 0 | 0 | 0 | 0 | 0 | 0 | 0 | 0 | 0 | 0 | 0 | 0 | 0 | 0 | 0 | 0 | 0 | 0 | 0 | 0 | 0 | 0 | 0 | 0 | 0 | 0 | 0 | 0 | 0 | 0 | 0 | 0 | 0 | 0 | 0 | 0 | 0 | 0 | 0 | 0 | 0
| 2027 Depreciation | (5)2027=(3)2027*Dep_ratet | £m |  | 0 | 0 | 0 | 0 | 0 | 0 | 0 | 0 | 0 | 0 | 0 | 0 | 0 | 0 | 0 | 0 | 0 | 0 | 0 | 0 | 0 | 0 | 0 | 0 | 0 | 0 | 0 | 0 | 0 | 0 | 0 | 0 | 0 | 0 | 0 | 0 | 0 | 0 | 0 | 0 | 0 | 0 | 0 | 0 | 0 | 0 | 0 | 0 | 0
| 2028 Depreciation | (5)2028=(3)2028*Dep_ratet | £m |  |  | 0 | 0 | 0 | 0 | 0 | 0 | 0 | 0 | 0 | 0 | 0 | 0 | 0 | 0 | 0 | 0 | 0 | 0 | 0 | 0 | 0 | 0 | 0 | 0 | 0 | 0 | 0 | 0 | 0 | 0 | 0 | 0 | 0 | 0 | 0 | 0 | 0 | 0 | 0 | 0 | 0 | 0 | 0 | 0 | 0 | 0 | 0 | 0
| 2029 Depreciation | (5)2029=(3)2029*Dep_ratet | £m |  |  |  | 0 | 0 | 0 | 0 | 0 | 0 | 0 | 0 | 0 | 0 | 0 | 0 | 0 | 0 | 0 | 0 | 0 | 0 | 0 | 0 | 0 | 0 | 0 | 0 | 0 | 0 | 0 | 0 | 0 | 0 | 0 | 0 | 0 | 0 | 0 | 0 | 0 | 0 | 0 | 0 | 0 | 0 | 0 | 0 | 0 | 0 | 0
| 2030 Depreciation | (5)2030=(3)2030*Dep_ratet | £m |  |  |  |  | 0 | 0 | 0 | 0 | 0 | 0 | 0 | 0 | 0 | 0 | 0 | 0 | 0 | 0 | 0 | 0 | 0 | 0 | 0 | 0 | 0 | 0 | 0 | 0 | 0 | 0 | 0 | 0 | 0 | 0 | 0 | 0 | 0 | 0 | 0 | 0 | 0 | 0 | 0 | 0 | 0 | 0 | 0 | 0 | 0 | 0
| 2031 Depreciation | (5)2031=(3)2031*Dep_ratet | £m | [5 empty] | 0 | 0 | 0 | 0 | 0 | 0 | 0 | 0 | 0 | 0 | 0 | 0 | 0 | 0 | 0 | 0 | 0 | 0 | 0 | 0 | 0 | 0 | 0 | 0 | 0 | 0 | 0 | 0 | 0 | 0 | 0 | 0 | 0 | 0 | 0 | 0 | 0 | 0 | 0 | 0 | 0 | 0 | 0 | 0 | 0
| 2032 Depreciation | (5)2032=(3)2032*Dep_ratet | £m | [6 empty] | 0 | 0 | 0 | 0 | 0 | 0 | 0 | 0 | 0 | 0 | 0 | 0 | 0 | 0 | 0 | 0 | 0 | 0 | 0 | 0 | 0 | 0 | 0 | 0 | 0 | 0 | 0 | 0 | 0 | 0 | 0 | 0 | 0 | 0 | 0 | 0 | 0 | 0 | 0 | 0 | 0 | 0 | 0 | 0
| 2033 Depreciation | (5)2033=(3)2033*Dep_ratet | £m | [7 empty] | 0 | 0 | 0 | 0 | 0 | 0 | 0 | 0 | 0 | 0 | 0 | 0 | 0 | 0 | 0 | 0 | 0 | 0 | 0 | 0 | 0 | 0 | 0 | 0 | 0 | 0 | 0 | 0 | 0 | 0 | 0 | 0 | 0 | 0 | 0 | 0 | 0 | 0 | 0 | 0 | 0 | 0 | 0
| 2034 Depreciation | (5)2034=(3)2034*Dep_ratet | £m | [8 empty] | 0 | 0 | 0 | 0 | 0 | 0 | 0 | 0 | 0 | 0 | 0 | 0 | 0 | 0 | 0 | 0 | 0 | 0 | 0 | 0 | 0 | 0 | 0 | 0 | 0 | 0 | 0 | 0 | 0 | 0 | 0 | 0 | 0 | 0 | 0 | 0 | 0 | 0 | 0 | 0 | 0 | 0
| 2035 Depreciation | (5)2035=(3)2035*Dep_ratet | £m | [9 empty] | 0 | 0 | 0 | 0 | 0 | 0 | 0 | 0 | 0 | 0 | 0 | 0 | 0 | 0 | 0 | 0 | 0 | 0 | 0 | 0 | 0 | 0 | 0 | 0 | 0 | 0 | 0 | 0 | 0 | 0 | 0 | 0 | 0 | 0 | 0 | 0 | 0 | 0 | 0 | 0 | 0
| 2036 Depreciation | (5)2036=(3)2036*Dep_ratet | £m | [10 empty] | 0 | 0 | 0 | 0 | 0 | 0 | 0 | 0 | 0 | 0 | 0 | 0 | 0 | 0 | 0 | 0 | 0 | 0 | 0 | 0 | 0 | 0 | 0 | 0 | 0 | 0 | 0 | 0 | 0 | 0 | 0 | 0 | 0 | 0 | 0 | 0 | 0 | 0 | 0 | 0
| 2037 Depreciation | (5)2037=(3)2037*Dep_ratet | £m | [11 empty] | 0 | 0 | 0 | 0 | 0 | 0 | 0 | 0 | 0 | 0 | 0 | 0 | 0 | 0 | 0 | 0 | 0 | 0 | 0 | 0 | 0 | 0 | 0 | 0 | 0 | 0 | 0 | 0 | 0 | 0 | 0 | 0 | 0 | 0 | 0 | 0 | 0 | 0 | 0
| 2038 Depreciation | (5)2038=(3)2038*Dep_ratet | £m | [12 empty] | 0 | 0 | 0 | 0 | 0 | 0 | 0 | 0 | 0 | 0 | 0 | 0 | 0 | 0 | 0 | 0 | 0 | 0 | 0 | 0 | 0 | 0 | 0 | 0 | 0 | 0 | 0 | 0 | 0 | 0 | 0 | 0 | 0 | 0 | 0 | 0 | 0 | 0
| 2039 Depreciation | (5)2039=(3)2039*Dep_ratet | £m | [13 empty] | 0 | 0 | 0 | 0 | 0 | 0 | 0 | 0 | 0 | 0 | 0 | 0 | 0 | 0 | 0 | 0 | 0 | 0 | 0 | 0 | 0 | 0 | 0 | 0 | 0 | 0 | 0 | 0 | 0 | 0 | 0 | 0 | 0 | 0 | 0 | 0 | 0
| 2040 Depreciation | (5)2040=(3)2040*Dep_ratet | £m | [14 empty] | 0 | 0 | 0 | 0 | 0 | 0 | 0 | 0 | 0 | 0 | 0 | 0 | 0 | 0 | 0 | 0 | 0 | 0 | 0 | 0 | 0 | 0 | 0 | 0 | 0 | 0 | 0 | 0 | 0 | 0 | 0 | 0 | 0 | 0 | 0 | 0
| 2041 Depreciation | (5)2041=(3)2041*Dep_ratet | £m | [15 empty] | 0 | 0 | 0 | 0 | 0 | 0 | 0 | 0 | 0 | 0 | 0 | 0 | 0 | 0 | 0 | 0 | 0 | 0 | 0 | 0 | 0 | 0 | 0 | 0 | 0 | 0 | 0 | 0 | 0 | 0 | 0 | 0 | 0 | 0 | 0
| 2042 Depreciation | (5)2042=(3)2042*Dep_ratet | £m | [16 empty] | 0 | 0 | 0 | 0 | 0 | 0 | 0 | 0 | 0 | 0 | 0 | 0 | 0 | 0 | 0 | 0 | 0 | 0 | 0 | 0 | 0 | 0 | 0 | 0 | 0 | 0 | 0 | 0 | 0 | 0 | 0 | 0 | 0 | 0
| 2043 Depreciation | (5)2043=(3)2043*Dep_ratet | £m | [17 empty] | 0 | 0 | 0 | 0 | 0 | 0 | 0 | 0 | 0 | 0 | 0 | 0 | 0 | 0 | 0 | 0 | 0 | 0 | 0 | 0 | 0 | 0 | 0 | 0 | 0 | 0 | 0 | 0 | 0 | 0 | 0 | 0 | 0
| 2044 Depreciation | (5)2044=(3)2044*Dep_ratet | £m | [18 empty] | 0 | 0 | 0 | 0 | 0 | 0 | 0 | 0 | 0 | 0 | 0 | 0 | 0 | 0 | 0 | 0 | 0 | 0 | 0 | 0 | 0 | 0 | 0 | 0 | 0 | 0 | 0 | 0 | 0 | 0 | 0 | 0
| 2045 Depreciation | (5)2045=(3)2045*Dep_ratet | £m | [19 empty] | 0 | 0 | 0 | 0 | 0 | 0 | 0 | 0 | 0 | 0 | 0 | 0 | 0 | 0 | 0 | 0 | 0 | 0 | 0 | 0 | 0 | 0 | 0 | 0 | 0 | 0 | 0 | 0 | 0 | 0 | 0
| 2046 Depreciation | (5)2046=(3)2046*Dep_ratet | £m | [20 empty] | 0 | 0 | 0 | 0 | 0 | 0 | 0 | 0 | 0 | 0 | 0 | 0 | 0 | 0 | 0 | 0 | 0 | 0 | 0 | 0 | 0 | 0 | 0 | 0 | 0 | 0 | 0 | 0 | 0 | 0
| 2047 Depreciation | (5)2047=(3)2047*Dep_ratet | £m | 2048: 0; 2049: 0; 2050: 0; 2051: 0; 2052: 0; 2053: 0; 2054: 0; 2055: 0; 2056: 0; 2057: 0; 2058: 0; 2059: 0; 2060: 0; 2061: 0; 2062: 0; 2063: 0; 2064: 0; 2065: 0; 2066: 0; 2067: 0; 2068: 0; 2069: 0; 2070: 0; 2071: 0; 2072: 0; 2073: 0; 2074: 0; 2075: 0; 2076: 0
| 2048 Depreciation | (5)2048=(3)2048*Dep_ratet | £m | 2049: 0; 2050: 0; 2051: 0; 2052: 0; 2053: 0; 2054: 0; 2055: 0; 2056: 0; 2057: 0; 2058: 0; 2059: 0; 2060: 0; 2061: 0; 2062: 0; 2063: 0; 2064: 0; 2065: 0; 2066: 0; 2067: 0; 2068: 0; 2069: 0; 2070: 0; 2071: 0; 2072: 0; 2073: 0; 2074: 0; 2075: 0; 2076: 0
| 2049 Depreciation | (5)2049=(3)2049*Dep_ratet | £m | 2050: 0; 2051: 0; 2052: 0; 2053: 0; 2054: 0; 2055: 0; 2056: 0; 2057: 0; 2058: 0; 2059: 0; 2060: 0; 2061: 0; 2062: 0; 2063: 0; 2064: 0; 2065: 0; 2066: 0; 2067: 0; 2068: 0; 2069: 0; 2070: 0; 2071: 0; 2072: 0; 2073: 0; 2074: 0; 2075: 0; 2076: 0
| 2050 Depreciation | (5)2050=(3)2050*Dep_ratet | £m
| 2051 Depreciation | (5)2051=(3)2051*Dep_ratet | £m
| 2052 Depreciation | (5)2052=(3)2052*Dep_ratet | £m
| 2053 Depreciation | (5)2053=(3)2053*Dep_ratet | £m
| 2054 Depreciation | (5)2054=(3)2054*Dep_ratet | £m
| 2055 Depreciation | (5)2055=(3)2055*Dep_ratet | £m
| 2056 Depreciation | (5)2056=(3)2056*Dep_ratet | £m
| 2057 Depreciation | (5)2057=(3)2057*Dep_ratet | £m
| 2058 Depreciation | (5)2058=(3)2058*Dep_ratet | £m
| 2059 Depreciation | (5)2059=(3)2059*Dep_ratet | £m
| 2060 Depreciation | (5)2060=(3)2060*Dep_ratet | £m
| 2061 Depreciation | (5)2061=(3)2061*Dep_ratet | £m
| 2062 Depreciation | (5)2062=(3)2062*Dep_ratet | £m
| 2063 Depreciation | (5)2063=(3)2063*Dep_ratet | £m
| 2064 Depreciation | (5)2064=(3)2064*Dep_ratet | £m
| 2065 Depreciation | (5)2065=(3)2065*Dep_ratet | £m
| 2066 Depreciation | (5)2066=(3)2066*Dep_ratet | £m
| 2067 Depreciation | (5)2067=(3)2067*Dep_ratet | £m
| 2068 Depreciation | (5)2068=(3)2068*Dep_ratet | £m
| 2069 Depreciation | (5)2069=(3)2069*Dep_ratet | £m
| 2070 Depreciation | (5)2070=(3)2070*Dep_ratet | £m
| Depreciation | (5)=∑(5)t | £m | 0 | 0 | 0 | 0 | 0 | 0 | 0 | 0 | 0 | 0 | 0 | 0 | 0 | 0 | 0 | 0 | 0 | 0 | 0 | 0 | 0 | 0 | 0 | 0 | 0 | 0 | 0 | 0 | 0 | 0 | 0 | 0 | 0 | 0 | 0 | 0 | 0 | 0 | 0 | 0 | 0 | 0 | 0 | 0 | 0 | 0 | 0 | 0 | 0 | 0
| Opening RAV balance | (6op)t=(6cl)t-1 | £m | 0 | 0 | 0 | 0 | 0 | 0 | 0 | 0 | 0 | 0 | 0 | 0 | 0 | 0 | 0 | 0 | 0 | 0 | 0 | 0 | 0 | 0 | 0 | 0 | 0 | 0 | 0 | 0 | 0 | 0 | 0 | 0 | 0 | 0 | 0 | 0 | 0 | 0 | 0 | 0 | 0 | 0 | 0 | 0 | 0 | 0 | 0 | 0 | 0 | 0
| Discounted RAV balance | (6D)=(6cl)*(1/1+WACC)) | £m | 0 | 0 | 0 | 0 | 0 | 0 | 0 | 0 | 0 | 0 | 0 | 0 | 0 | 0 | 0 | 0 | 0 | 0 | 0 | 0 | 0 | 0 | 0 | 0 | 0 | 0 | 0 | 0 | 0 | 0 | 0 | 0 | 0 | 0 | 0 | 0 | 0 | 0 | 0 | 0 | 0 | 0 | 0 | 0 | 0 | 0 | 0 | 0 | 0 | 0
| Closing RAV balance | (6cl)=(3)-(5)+(6op) | £m | 0 | 0 | 0 | 0 | 0 | 0 | 0 | 0 | 0 | 0 | 0 | 0 | 0 | 0 | 0 | 0 | 0 | 0 | 0 | 0 | 0 | 0 | 0 | 0 | 0 | 0 | 0 | 0 | 0 | 0 | 0 | 0 | 0 | 0 | 0 | 0 | 0 | 0 | 0 | 0 | 0 | 0 | 0 | 0 | 0 | 0 | 0 | 0 | 0 | 0
| Cost of Capital | (6)=avg[(6D),(6op)]xWACC | £m | 0 | 0 | 0 | 0 | 0 | 0 | 0 | 0 | 0 | 0 | 0 | 0 | 0 | 0 | 0 | 0 | 0 | 0 | 0 | 0 | 0 | 0 | 0 | 0 | 0 | 0 | 0 | 0 | 0 | 0 | 0 | 0 | 0 | 0 | 0 | 0 | 0 | 0 | 0 | 0 | 0 | 0 | 0 | 0 | 0 | 0 | 0 | 0 | 0 | 0
| Total Capitalised Costs | (7)=(5)+(6) | £m | 0 | 0 | 0 | 0 | 0 | 0 | 0 | 0 | 0 | 0 | 0 | 0 | 0 | 0 | 0 | 0 | 0 | 0 | 0 | 0 | 0 | 0 | 0 | 0 | 0 | 0 | 0 | 0 | 0 | 0 | 0 | 0 | 0 | 0 | 0 | 0 | 0 | 0 | 0 | 0 | 0 | 0 | 0 | 0 | 0 | 0 | 0 | 0 | 0 | 0
| Total Non-Capitalised Costs |  |  | 0 | 0 | 0 | 0 | 0 | 0 | 0 | 0 | 0 | 0 | 0 | 0 | 0 | 0 | 0 | 0 | 0 | 0 | 0 | 0 | 0 | 0 | 0 | 0 | 0 | 0 | 0 | 0 | 0 | 0 | 0 | 0 | 0 | 0 | 0 | 0 | 0 | 0 | 0 | 0 | 0 | 0 | 0 | 0 | 0 | 0 | 0 | 0 | 0 | 0
| Total Direct Costs |  |  | 0 | 0 | 0 | 0 | 0 | 0 | 0 | 0 | 0 | 0 | 0 | 0 | 0 | 0 | 0 | 0 | 0 | 0 | 0 | 0 | 0 | 0 | 0 | 0 | 0 | 0 | 0 | 0 | 0 | 0 | 0 | 0 | 0 | 0 | 0 | 0 | 0 | 0 | 0 | 0 | 0 | 0 | 0 | 0 | 0 | 0 | 0 | 0 | 0 | 0
Non-Financial Costs/Benefits
Calculated values
| Category | Description |  | 2027 | 2028 | 2029 | 2030 | 2031 | 2032 | 2033 | 2034 | 2035 | 2036 | 2037 | 2038 | 2039 | 2040 | 2041 | 2042 | 2043 | 2044 | 2045 | 2046 | 2047 | 2048 | 2049 | 2050 | 2051 | 2052 | 2053 | 2054 | 2055 | 2056 | 2057 | 2058 | 2059 | 2060 | 2061 | 2062 | 2063 | 2064 | 2065 | 2066 | 2067 | 2068 | 2069 | 2070 | 2071 | 2072 | 2073 | 2074 | 2075 | 2076
Non-financial benefits/costs - values | Environmental | Leakage | £m | 0 | 0 | 0 | 0 | 0 | 0 | 0 | 0 | 0 | 0 | 0 | 0 | 0 | 0 | 0 | 0 | 0 | 0 | 0 | 0 | 0 | 0 | 0 | 0 | 0 | 0 | 0 | 0 | 0 | 0 | 0 | 0 | 0 | 0 | 0 | 0 | 0 | 0 | 0 | 0 | 0 | 0 | 0 | 0 | 0 | 0 | 0 | 0 | 0 | 0
| Environmental |  | £m
| Environmental |  | £m
| Safety | Fatality risk | £m | 0 | 0 | 0 | 0 | 0 | 0 | 0 | 0 | 0 | 0 | 0 | 0 | 0 | 0 | 0 | 0 | 0 | 0 | 0 | 0 | 0 | 0 | 0 | 0 | 0 | 0 | 0 | 0 | 0 | 0 | 0 | 0 | 0 | 0 | 0 | 0 | 0 | 0 | 0 | 0 | 0 | 0 | 0 | 0 | 0 | 0 | 0 | 0 | 0 | 0
| Safety | Non-Fatality risk | £m | 0 | 0 | 0 | 0 | 0 | 0 | 0 | 0 | 0 | 0 | 0 | 0 | 0 | 0 | 0 | 0 | 0 | 0 | 0 | 0 | 0 | 0 | 0 | 0 | 0 | 0 | 0 | 0 | 0 | 0 | 0 | 0 | 0 | 0 | 0 | 0 | 0 | 0 | 0 | 0 | 0 | 0 | 0 | 0 | 0 | 0 | 0 | 0 | 0 | 0
| Safety |  | £m
| Safety |  | £m
| Financial | NGN VF Financial Risk | £m
| Financial | NGN VF Customer Risk | £m
| Financial | NGN VF Compliance Risk | £m
| Other |  | £m
| Other |  | £m
Inputs
| Category | Description |  | 2027 | 2028 | 2029 | 2030 | 2031 | 2032 | 2033 | 2034 | 2035 | 2036 | 2037 | 2038 | 2039 | 2040 | 2041 | 2042 | 2043 | 2044 | 2045 | 2046 | 2047 | 2048 | 2049 | 2050 | 2051 | 2052 | 2053 | 2054 | 2055 | 2056 | 2057 | 2058 | 2059 | 2060 | 2061 | 2062 | 2063 | 2064 | 2065 | 2066 | 2067 | 2068 | 2069 | 2070 | 2071 | 2072 | 2073 | 2074 | 2075 | 2076
Non-financial benefits/costs - inputs | Environmental | Leakage | GWh
Environmental
Environmental
| Safety | Fatality risk
| Safety | Non-Fatality risk
Safety
Safety
Other
Other
Other
Other
Other
Alternative carbon calculations |  |  |  | 2027 | 2028 | 2029 | 2030 | 2031 | 2032 | 2033 | 2034 | 2035 | 2036 | 2037 | 2038 | 2039 | 2040 | 2041 | 2042 | 2043 | 2044 | 2045 | 2046 | 2047 | 2048 | 2049 | 2050 | 2051 | 2052 | 2053 | 2054 | 2055 | 2056 | 2057 | 2058 | 2059 | 2060 | 2061 | 2062 | 2063 | 2064 | 2065 | 2066 | 2067 | 2068 | 2069 | 2070 | 2071 | 2072 | 2073 | 2074 | 2075 | 2076
Environmental costs - low CO2 cost | Environmental | Leakage | £m | 0 | 0 | 0 | 0 | 0 | 0 | 0 | 0 | 0 | 0 | 0 | 0 | 0 | 0 | 0 | 0 | 0 | 0 | 0 | 0 | 0 | 0 | 0 | 0 | 0 | 0 | 0 | 0 | 0 | 0 | 0 | 0 | 0 | 0 | 0 | 0 | 0 | 0 | 0 | 0 | 0 | 0 | 0 | 0 | 0 | 0 | 0 | 0 | 0 | 0
| Environmental |  | £m
| Environmental |  | £m
Environmental costs - high CO2 cost | Environmental | Leakage | £m | 0 | 0 | 0 | 0 | 0 | 0 | 0 | 0 | 0 | 0 | 0 | 0 | 0 | 0 | 0 | 0 | 0 | 0 | 0 | 0 | 0 | 0 | 0 | 0 | 0 | 0 | 0 | 0 | 0 | 0 | 0 | 0 | 0 | 0 | 0 | 0 | 0 | 0 | 0 | 0 | 0 | 0 | 0 | 0 | 0 | 0 | 0 | 0 | 0 | 0
| Environmental |  | £m
| Environmental |  | £m
Net Present Values
Discount factors and summary
|  |  |  | 2027 | 2028 | 2029 | 2030 | 2031 | 2032 | 2033 | 2034 | 2035 | 2036 | 2037 | 2038 | 2039 | 2040 | 2041 | 2042 | 2043 | 2044 | 2045 | 2046 | 2047 | 2048 | 2049 | 2050 | 2051 | 2052 | 2053 | 2054 | 2055 | 2056 | 2057 | 2058 | 2059 | 2060 | 2061 | 2062 | 2063 | 2064 | 2065 | 2066 | 2067 | 2068 | 2069 | 2070 | 2071 | 2072 | 2073 | 2074 | 2075 | 2076
Discount factors | Discount factor (Non-Safety) | =1/[(1+SRTP)^n] | % | 100% | 96.62% | 93.35% | 90.19% | 87.14% | 84.2% | 81.35% | 78.6% | 75.94% | 73.37% | 70.89% | 68.49% | 66.18% | 63.94% | 61.78% | 59.69% | 57.67% | 55.72% | 53.84% | 52.02% | 50.26% | 48.56% | 46.92% | 45.33% | 43.8% | 42.31% | 40.88% | 39.5% | 38.17% | 36.87% | 35.63% | 34.59% | 33.58% | 32.6% | 31.65% | 30.73% | 29.84% | 28.97% | 28.12% | 27.31% | 26.51% | 25.74% | 24.99% | 24.26% | 23.55% | 22.87% | 22.2% | 21.56% | 20.93% | 20.32%
| Discount factor (Safety) | =1/[(1+HDR)^n] | % | 100% | 98.52% | 97.07% | 95.63% | 94.22% | 92.83% | 91.45% | 90.1% | 88.77% | 87.46% | 86.17% | 84.89% | 83.64% | 82.4% | 81.18% | 79.99% | 78.8% | 77.64% | 76.49% | 75.36% | 74.25% | 73.15% | 72.07% | 71% | 69.95% | 68.92% | 67.9% | 66.9% | 65.91% | 64.94% | 63.98% | 63.16% | 62.36% | 61.57% | 60.79% | 60.02% | 59.25% | 58.5% | 57.76% | 57.03% | 56.3% | 55.59% | 54.88% | 54.18% | 53.5% | 52.82% | 52.15% | 51.48% | 50.83% | 50.19%
Summary of discounted costs/benefits | Capex |  | £m | 0 | 0 | 0 | 0 | 0 | 0 | 0 | 0 | 0 | 0 | 0 | 0 | 0 | 0 | 0 | 0 | 0 | 0 | 0 | 0 | 0 | 0 | 0 | 0 | 0 | 0 | 0 | 0 | 0 | 0 | 0 | 0 | 0 | 0 | 0 | 0 | 0 | 0 | 0 | 0 | 0 | 0 | 0 | 0 | 0 | 0 | 0 | 0 | 0 | 0
| Opex |  | £m | 0 | 0 | 0 | 0 | 0 | 0 | 0 | 0 | 0 | 0 | 0 | 0 | 0 | 0 | 0 | 0 | 0 | 0 | 0 | 0 | 0 | 0 | 0 | 0 | 0 | 0 | 0 | 0 | 0 | 0 | 0 | 0 | 0 | 0 | 0 | 0 | 0 | 0 | 0 | 0 | 0 | 0 | 0 | 0 | 0 | 0 | 0 | 0 | 0 | 0
| Pass Through Costs |  | £m | 0 | 0 | 0 | 0 | 0 | 0 | 0 | 0 | 0 | 0 | 0 | 0 | 0 | 0 | 0 | 0 | 0 | 0 | 0 | 0 | 0 | 0 | 0 | 0 | 0 | 0 | 0 | 0 | 0 | 0 | 0 | 0 | 0 | 0 | 0 | 0 | 0 | 0 | 0 | 0 | 0 | 0 | 0 | 0 | 0 | 0 | 0 | 0 | 0 | 0
| Environmental - central CO2 cost |  | £m | 0 | 0 | 0 | 0 | 0 | 0 | 0 | 0 | 0 | 0 | 0 | 0 | 0 | 0 | 0 | 0 | 0 | 0 | 0 | 0 | 0 | 0 | 0 | 0 | 0 | 0 | 0 | 0 | 0 | 0 | 0 | 0 | 0 | 0 | 0 | 0 | 0 | 0 | 0 | 0 | 0 | 0 | 0 | 0 | 0 | 0 | 0 | 0 | 0 | 0
| Environmental - low CO2 cost |  | £m | 0 | 0 | 0 | 0 | 0 | 0 | 0 | 0 | 0 | 0 | 0 | 0 | 0 | 0 | 0 | 0 | 0 | 0 | 0 | 0 | 0 | 0 | 0 | 0 | 0 | 0 | 0 | 0 | 0 | 0 | 0 | 0 | 0 | 0 | 0 | 0 | 0 | 0 | 0 | 0 | 0 | 0 | 0 | 0 | 0 | 0 | 0 | 0 | 0 | 0
| Environmental - high CO2 cost |  | £m | 0 | 0 | 0 | 0 | 0 | 0 | 0 | 0 | 0 | 0 | 0 | 0 | 0 | 0 | 0 | 0 | 0 | 0 | 0 | 0 | 0 | 0 | 0 | 0 | 0 | 0 | 0 | 0 | 0 | 0 | 0 | 0 | 0 | 0 | 0 | 0 | 0 | 0 | 0 | 0 | 0 | 0 | 0 | 0 | 0 | 0 | 0 | 0 | 0 | 0
| Safety |  | £m | 0 | 0 | 0 | 0 | 0 | 0 | 0 | 0 | 0 | 0 | 0 | 0 | 0 | 0 | 0 | 0 | 0 | 0 | 0 | 0 | 0 | 0 | 0 | 0 | 0 | 0 | 0 | 0 | 0 | 0 | 0 | 0 | 0 | 0 | 0 | 0 | 0 | 0 | 0 | 0 | 0 | 0 | 0 | 0 | 0 | 0 | 0 | 0 | 0 | 0
| Financial |  | £m | 0 | 0 | 0 | 0 | 0 | 0 | 0 | 0 | 0 | 0 | 0 | 0 | 0 | 0 | 0 | 0 | 0 | 0 | 0 | 0 | 0 | 0 | 0 | 0 | 0 | 0 | 0 | 0 | 0 | 0 | 0 | 0 | 0 | 0 | 0 | 0 | 0 | 0 | 0 | 0 | 0 | 0 | 0 | 0 | 0 | 0 | 0 | 0 | 0 | 0
| Other |  | £m | 0 | 0 | 0 | 0 | 0 | 0 | 0 | 0 | 0 | 0 | 0 | 0 | 0 | 0 | 0 | 0 | 0 | 0 | 0 | 0 | 0 | 0 | 0 | 0 | 0 | 0 | 0 | 0 | 0 | 0 | 0 | 0 | 0 | 0 | 0 | 0 | 0 | 0 | 0 | 0 | 0 | 0 | 0 | 0 | 0 | 0 | 0 | 0 | 0 | 0
Annual Total | Total - central carbon cost |  | £m | 0 | 0 | 0 | 0 | 0 | 0 | 0 | 0 | 0 | 0 | 0 | 0 | 0 | 0 | 0 | 0 | 0 | 0 | 0 | 0 | 0 | 0 | 0 | 0 | 0 | 0 | 0 | 0 | 0 | 0 | 0 | 0 | 0 | 0 | 0 | 0 | 0 | 0 | 0 | 0 | 0 | 0 | 0 | 0 | 0 | 0 | 0 | 0 | 0 | 0
| Total - low carbon cost |  | £m | 0 | 0 | 0 | 0 | 0 | 0 | 0 | 0 | 0 | 0 | 0 | 0 | 0 | 0 | 0 | 0 | 0 | 0 | 0 | 0 | 0 | 0 | 0 | 0 | 0 | 0 | 0 | 0 | 0 | 0 | 0 | 0 | 0 | 0 | 0 | 0 | 0 | 0 | 0 | 0 | 0 | 0 | 0 | 0 | 0 | 0 | 0 | 0 | 0 | 0
| Total - high carbon cost |  | £m | 0 | 0 | 0 | 0 | 0 | 0 | 0 | 0 | 0 | 0 | 0 | 0 | 0 | 0 | 0 | 0 | 0 | 0 | 0 | 0 | 0 | 0 | 0 | 0 | 0 | 0 | 0 | 0 | 0 | 0 | 0 | 0 | 0 | 0 | 0 | 0 | 0 | 0 | 0 | 0 | 0 | 0 | 0 | 0 | 0 | 0 | 0 | 0 | 0 | 0
Net Present Value | NPV - central carbon cost |  | £m | 0 | 0 | 0 | 0 | 0 | 0 | 0 | 0 | 0 | 0 | 0 | 0 | 0 | 0 | 0 | 0 | 0 | 0 | 0 | 0 | 0 | 0 | 0 | 0 | 0 | 0 | 0 | 0 | 0 | 0 | 0 | 0 | 0 | 0 | 0 | 0 | 0 | 0 | 0 | 0 | 0 | 0 | 0 | 0 | 0 | 0 | 0 | 0 | 0 | 0
| NPV - low carbon cost |  | £m | 0 | 0 | 0 | 0 | 0 | 0 | 0 | 0 | 0 | 0 | 0 | 0 | 0 | 0 | 0 | 0 | 0 | 0 | 0 | 0 | 0 | 0 | 0 | 0 | 0 | 0 | 0 | 0 | 0 | 0 | 0 | 0 | 0 | 0 | 0 | 0 | 0 | 0 | 0 | 0 | 0 | 0 | 0 | 0 | 0 | 0 | 0 | 0 | 0 | 0
| NPV - high carbon cost |  | £m | 0 | 0 | 0 | 0 | 0 | 0 | 0 | 0 | 0 | 0 | 0 | 0 | 0 | 0 | 0 | 0 | 0 | 0 | 0 | 0 | 0 | 0 | 0 | 0 | 0 | 0 | 0 | 0 | 0 | 0 | 0 | 0 | 0 | 0 | 0 | 0 | 0 | 0 | 0 | 0 | 0 | 0 | 0 | 0 | 0 | 0 | 0 | 0 | 0 | 0
Comparison to baseline
|  |  |  | 2027 | 2028 | 2029 | 2030 | 2031 | 2032 | 2033 | 2034 | 2035 | 2036 | 2037 | 2038 | 2039 | 2040 | 2041 | 2042 | 2043 | 2044 | 2045 | 2046 | 2047 | 2048 | 2049 | 2050 | 2051 | 2052 | 2053 | 2054 | 2055 | 2056 | 2057 | 2058 | 2059 | 2060 | 2061 | 2062 | 2063 | 2064 | 2065 | 2066 | 2067 | 2068 | 2069 | 2070 | 2071 | 2072 | 2073 | 2074 | 2075 | 2076
Summary of discounted costs/benefits | Capex |  | £m | 0 | 0 | 0 | 0 | 0 | 0 | 0 | 0 | 0 | 0 | 0 | 0 | 0 | 0 | 0 | 0 | 0 | 0 | 0 | 0 | 0 | 0 | 0 | 0 | 0 | 0 | 0 | 0 | 0 | 0 | 0 | 0 | 0 | 0 | 0 | 0 | 0 | 0 | 0 | 0 | 0 | 0 | 0 | 0 | 0 | 0 | 0 | 0 | 0 | 0
| Opex |  | £m | 0 | 0 | 0 | 0 | 0 | 0 | 0 | 0 | 0 | 0 | 0 | 0 | 0 | 0 | 0 | 0 | 0 | 0 | 0 | 0 | 0 | 0 | 0 | 0 | 0 | 0 | 0 | 0 | 0 | 0 | 0 | 0 | 0 | 0 | 0 | 0 | 0 | 0 | 0 | 0 | 0 | 0 | 0 | 0 | 0 | 0 | 0 | 0 | 0 | 0
| Pass Through Costs |  | £m | 0.00020618 | 0.00020836 | 0.00021061 | 0.00021294 | 0.00021536 | 0.00021786 | 0.00022045 | 0.00022313 | 0.00022588 | 0.00022872 | 0.00023164 | 0.00023464 | 0.00023772 | 0.00024088 | 0.00024413 | 0.00024746 | 0.00025087 | 0.00025436 | 0.00025794 | 0.00026161 | 0.00026536 | 0.0002692 | 0.00027312 | 0.00027713 | 0.00030549 | 0.00031009 | 0.00031478 | 0.00031958 | 0.00032447 | 0.00032946 | 0.00033456 | 0.0003414 | 0.00034841 | 0.00035559 | 0.00036293 | 0.00037045 | 0.00037814 | 0.00038601 | 0.00039407 | 0.00040231 | 0.00041075 | 0.00041938 | 0.0004282 | 0.00043723 | 0.00044647 | 0.00045592 | 0.00046558 | 0.00047546 | 0.00048557 | 0.00049589
| Environmental - central CO2 cost |  | £m | 0.0012294 | 0.0012645 | 0.001296 | 0.0013284 | 0.0013664 | 0.0014053 | 0.0014408 | 0.0014819 | 0.0015242 | 0.0015627 | 0.0016073 | 0.001653 | 0.0016999 | 0.0017532 | 0.0018027 | 0.0018535 | 0.0019057 | 0.0019647 | 0.0020197 | 0.0020817 | 0.0021397 | 0.0022049 | 0.0022718 | 0.0023404 | 0.0026173 | 0.0026951 | 0.0027754 | 0.0028577 | 0.0029418 | 0.0030281 | 0.0031166 | 0.003223 | 0.0033326 | 0.0034456 | 0.003562 | 0.003682 | 0.0038056 | 0.0039329 | 0.0040641 | 0.0041993 | 0.0043386 | 0.004482 | 0.0046297 | 0.0047819 | 0.0049386 | 0.0050999 | 0.005266 | 0.0054371 | 0.0056132 | 0.0057944
| Environmental - low CO2 cost |  | £m | 0.00061567 | 0.00063163 | 0.00064819 | 0.00066535 | 0.00068314 | 0.00070158 | 0.00072075 | 0.00074061 | 0.00076117 | 0.00078247 | 0.00080452 | 0.00082735 | 0.00085098 | 0.00087543 | 0.00090054 | 0.00092651 | 0.00095338 | 0.00098116 | 0.0010099 | 0.0010396 | 0.0010703 | 0.0011021 | 0.0011349 | 0.0011689 | 0.001307 | 0.0013456 | 0.0013852 | 0.0014259 | 0.0014676 | 0.0015103 | 0.0015541 | 0.0016068 | 0.0016611 | 0.0017171 | 0.0017747 | 0.0018342 | 0.0018954 | 0.0019585 | 0.0020234 | 0.0020904 | 0.0021593 | 0.0022303 | 0.0023035 | 0.0023788 | 0.0024564 | 0.0025362 | 0.0026185 | 0.0027031 | 0.0027903 | 0.00288
| Environmental - high CO2 cost |  | £m | 0.001847 | 0.0018949 | 0.0019446 | 0.001996 | 0.0020494 | 0.0021048 | 0.0021623 | 0.0022218 | 0.0022835 | 0.0023474 | 0.0024136 | 0.002482 | 0.0025529 | 0.0026263 | 0.0027016 | 0.0027795 | 0.0028601 | 0.0029435 | 0.0030297 | 0.0031188 | 0.003211 | 0.0033063 | 0.0034048 | 0.0035066 | 0.0039209 | 0.0040367 | 0.0041557 | 0.0042777 | 0.0044028 | 0.0045309 | 0.0046624 | 0.0048205 | 0.0049834 | 0.0051512 | 0.0053242 | 0.0055025 | 0.0056862 | 0.0058754 | 0.0060703 | 0.0062712 | 0.006478 | 0.006691 | 0.0069105 | 0.0071364 | 0.0073691 | 0.0076087 | 0.0078554 | 0.0081094 | 0.0083709 | 0.0086399
| Safety |  | £m | 0.43055 | 0.44568 | 0.46138 | 0.47767 | 0.49457 | 0.51211 | 0.51403 | 0.50944 | 0.50502 | 0.50078 | 0.49673 | 0.49286 | 0.48895 | 0.48406 | 0.47932 | 0.47475 | 0.4702 | 0.46514 | 0.46022 | 0.45545 | 0.45083 | 0.44634 | 0.44201 | 0.43782 | 3.9034 | 3.8485 | 3.7945 | 3.7414 | 3.6892 | 3.6378 | 3.5874 | 3.5452 | 3.5038 | 3.463 | 3.4229 | 3.3834 | 3.3446 | 3.3065 | 3.269 | 3.2322 | 3.196 | 3.1604 | 3.1255 | 3.0913 | 3.0577 | 3.0247 | 2.9924 | 2.9608 | 2.9298 | 2.8991
| Financial |  |  | 5.8794 | 5.9672 | 6.0569 | 6.1485 | 6.2421 | 6.3375 | 6.3534 | 6.3385 | 6.3274 | 6.3201 | 6.3166 | 6.3168 | 6.3191 | 6.318 | 6.3205 | 6.3266 | 6.3359 | 6.347 | 6.3616 | 6.3795 | 6.4007 | 6.4253 | 6.4531 | 6.484 | 63.0641 | 63.4289 | 63.8236 | 64.248 | 64.7016 | 65.1843 | 65.6959 | 66.5576 | 67.4548 | 68.3879 | 69.3571 | 70.3628 | 71.4052 | 72.4849 | 73.6021 | 74.7573 | 75.951 | 77.1835 | 78.4554 | 79.7672 | 81.1193 | 82.5123 | 83.9468 | 85.4234 | 86.9289 | 88.4681
| Other |  | £m | 0 | 0 | 0 | 0 | 0 | 0 | 0 | 0 | 0 | 0 | 0 | 0 | 0 | 0 | 0 | 0 | 0 | 0 | 0 | 0 | 0 | 0 | 0 | 0 | 0 | 0 | 0 | 0 | 0 | 0 | 0 | 0 | 0 | 0 | 0 | 0 | 0 | 0 | 0 | 0 | 0 | 0 | 0 | 0 | 0 | 0 | 0 | 0 | 0 | 0
Annual Total | Total - central carbon cost |  | £m | 6.3114 | 6.4144 | 6.5198 | 6.6278 | 6.7382 | 6.8512 | 6.8691 | 6.8496 | 6.8342 | 6.8227 | 6.8152 | 6.8115 | 6.81 | 6.8041 | 6.8019 | 6.8035 | 6.8083 | 6.8144 | 6.8241 | 6.8373 | 6.854 | 6.8741 | 6.8976 | 6.9245 | 66.9705 | 67.2805 | 67.6212 | 67.9925 | 68.394 | 68.8255 | 69.2867 | 70.1064 | 70.9623 | 71.8547 | 72.7839 | 73.7503 | 74.7541 | 75.7957 | 76.8756 | 77.9941 | 79.1517 | 80.3489 | 81.586 | 82.8637 | 84.1824 | 85.5426 | 86.945 | 88.3901 | 89.8648 | 91.3735
| Total - low carbon cost |  | £m | 6.3108 | 6.4137 | 6.5192 | 6.6271 | 6.7375 | 6.8505 | 6.8684 | 6.8489 | 6.8334 | 6.8219 | 6.8144 | 6.8107 | 6.8092 | 6.8032 | 6.801 | 6.8025 | 6.8073 | 6.8134 | 6.8231 | 6.8363 | 6.8529 | 6.873 | 6.8965 | 6.9233 | 66.9692 | 67.2791 | 67.6198 | 67.9911 | 68.3926 | 68.824 | 69.2851 | 70.1048 | 70.9606 | 71.853 | 72.7821 | 73.7484 | 74.7521 | 75.7937 | 76.8735 | 77.992 | 79.1495 | 80.3466 | 81.5837 | 82.8613 | 84.1799 | 85.5401 | 86.9424 | 88.3874 | 89.8619 | 91.3706
| Total - high carbon cost |  | £m | 6.312 | 6.415 | 6.5205 | 6.6284 | 6.7389 | 6.8519 | 6.8698 | 6.8503 | 6.8349 | 6.8235 | 6.816 | 6.8123 | 6.8109 | 6.8049 | 6.8028 | 6.8044 | 6.8092 | 6.8154 | 6.8251 | 6.8383 | 6.855 | 6.8752 | 6.8987 | 6.9256 | 66.9718 | 67.2818 | 67.6226 | 67.9939 | 68.3955 | 68.827 | 69.2882 | 70.108 | 70.964 | 71.8564 | 72.7857 | 73.7521 | 74.7559 | 75.7976 | 76.8776 | 77.9962 | 79.1538 | 80.3511 | 81.5883 | 82.866 | 84.1848 | 85.5451 | 86.9476 | 88.3928 | 89.8675 | 91.3764
Net Present Value | Total - central carbon cost |  | £m | 6.3114 | 12.7257 | 19.2456 | 25.8733 | 32.6115 | 39.4628 | 46.3319 | 53.1815 | 60.0156 | 66.8383 | 73.6535 | 80.465 | 87.275 | 94.0791 | 100.881 | 107.6845 | 114.4927 | 121.3071 | 128.1312 | 134.9685 | 141.8225 | 148.6966 | 155.5942 | 162.5187 | 229.4891 | 296.7696 | 364.3908 | 432.3833 | 500.7774 | 569.6029 | 638.8896 | 708.996 | 779.9583 | 851.813 | 924.5969 | 998.3472 | 1073.1012 | 1148.8969 | 1225.7725 | 1303.7666 | 1382.9183 | 1463.2672 | 1544.8532 | 1627.7168 | 1711.8992 | 1797.4418 | 1884.3869 | 1972.777 | 2062.6417 | 2154.0152
| Total - low carbon cost |  | £m | 6.3108 | 12.7245 | 19.2437 | 25.8708 | 32.6083 | 39.4588 | 46.3272 | 53.1761 | 60.0095 | 66.8314 | 73.6457 | 80.4564 | 87.2656 | 94.0688 | 100.8698 | 107.6723 | 114.4796 | 121.293 | 128.1161 | 134.9524 | 141.8053 | 148.6783 | 155.5747 | 162.4981 | 229.4672 | 296.7463 | 364.3662 | 432.3573 | 500.7498 | 569.5738 | 638.8589 | 708.9637 | 779.9243 | 851.7773 | 924.5595 | 998.3079 | 1073.06 | 1148.8537 | 1225.7273 | 1303.7193 | 1382.8688 | 1463.2154 | 1544.7991 | 1627.6604 | 1711.8402 | 1797.3803 | 1884.3227 | 1972.7101 | 2062.572 | 2153.9426
| Total - high carbon cost |  | £m | 6.312 | 12.727 | 19.2475 | 25.8759 | 32.6148 | 39.4667 | 46.3366 | 53.1869 | 60.0218 | 66.8453 | 73.6613 | 80.4736 | 87.2845 | 94.0894 | 100.8922 | 107.6966 | 114.5058 | 121.3212 | 128.1463 | 134.9846 | 141.8397 | 148.7149 | 155.6136 | 162.5392 | 229.511 | 296.7928 | 364.4154 | 432.4094 | 500.8049 | 569.6319 | 638.9201 | 709.0281 | 779.9921 | 851.8485 | 924.6342 | 998.3863 | 1073.1422 | 1148.9398 | 1225.8174 | 1303.8136 | 1382.9674 | 1463.3185 | 1544.9068 | 1627.7728 | 1711.9576 | 1797.5027 | 1884.4504 | 1972.8432 | 2062.7107 | 2154.087
|  |  |  | 2027 | 2028 | 2029 | 2030 | 2031 | 2032 | 2033 | 2034 | 2035 | 2036 | 2037 | 2038 | 2039 | 2040 | 2041 | 2042 | 2043 | 2044 | 2045 | 2046 | 2047 | 2048 | 2049 | 2050 | 2051 | 2052 | 2053 | 2054 | 2055 | 2056 | 2057 | 2058 | 2059 | 2060 | 2061 | 2062 | 2063 | 2064 | 2065 | 2066 | 2067 | 2068 | 2069 | 2070 | 2071 | 2072 | 2073 | 2074 | 2075 | 2076
| Monetised risk - memo line |  | £m
Note on B10: Ofgem: Enter as year (eg 2027)
Note on C158: Duncan Innes:GT/GD
Note on C161: Duncan Innes: All sectors
Note on C162: Duncan Innes: All sectors
Note on B229: Ofgem: This line records the total monetised risk of the modelled scenario. It acts as a cross-reference between the CBA and NARM BPDTs and should not directly link to any formulas in the CBA analysis above.

## Option_6 Workings (hidden)
Additional cost/benefit explanations
Please provide a short explanation of any additional cost/benefit lines that have been completed in addition to the pre-populated ones. This should include both a description of the nature of the cost/benefit, and an explanation of how the value was calculated, citing appropriate sources (eg for relevant global warming potentials). If an explanation has been provided within the EJP, then simply provide a reference to the relevant page number.
Long term cost/benefit assumptions
Please briefly summarise the assumptions you have used to calculate long-term (ie beyond the duration of the RIIO3 price control) costs and other inputs (eg "Opex assumed to increase at 1%/year based on historic trends"). In most cases we would expect these to be the same across the baseline and different options, but where this is not the case additional tabs can be completed as necessary. If detailed descriptions are required (eg to explain assumptions around whole life costs of assets) these should be included as part of the EJP
Capex
Opex
Leakage
Fatality risk
Non-Fatality risk
Cost cross-referencing
If there is any explanation required on how the cost data set out in the EJP totals to the lines in the CBA, please provide it here.

## Option_7 (hidden)
Summary | [7 empty] | Text Descriptions
[8 empty] | Option Description - this should allow us to quickly recognise the option being assessed (based on descriptions in the EJP and other documents) and distinguish it both from other investment areas and from other options. If appropriate, please provide sitemaps, photos or any other documents that will help with this identification (likely to be relevant for major projects rather than asset classes) | [6 empty] | Stakeholder Support Summary - please provide a synopsis which details the feedback from stakeholder group(s)
Option Name |  |  |  | Date Undertaken:
Scheme Reference ID
Expenditure Type |  |  |  | Authorised By:
Preferred Option (Y/N)
Spend Area (Please include relevant RRP/BPDT Table Reference)
First year of expenditure outflow | 2027
Payback position at year | Central CO2 Cost - PV of costs & benefits (£m) | Central CO2 Cost - NPV relative to baseline (£m) | Low CO2 cost - PV of costs & benefits (£m) | Low CO2 cost - NPV relative to baseline (£m) | High CO2 cost - PV of costs & benefits (£m) | High CO2 cost - NPV relative to baseline (£m)
2035 | 0 | 60.0156 | 0 | 60.0095 | 0 | 60.0218
2040 | 0 | 94.0791 | 0 | 94.0688 | 0 | 94.0894
2045 | 0 | 128.1312 | 0 | 128.1161 | 0 | 128.1463
2050 | 0 | 162.5187 | 0 | 162.4981 | 0 | 162.5392
2060 | 0 | 851.813 | 0 | 851.7773 | 0 | 851.8485
2070 | 0 | 1627.7168 | 0 | 1627.6604 | 0 | 1627.7728
Capitalisation rate | 33.7% | [6 empty] | Engineering Justification Summary - please provide a synopsis & share the document which articulates the full detailed explanation | [6 empty] | Company View - please provide a synopsis which details your view of how beneficial this option is.
Expenditure Profile - Summary
| 2027 | 2028 | 2029 | 2030 | 2031 | Post RIIO3
| (£m) | (£m) | (£m) | (£m) | (£m) | (£m)
Capitalised costs | 0 | 0 | 0 | 0 | 0 | 0
Non-capitalised costs | 0 | 0 | 0 | 0 | 0 | 0
| Asset Class | Unit | Comments
Output
Financial Costs
Inputs
|  |  |  | RIIO3 |  |  |  |  | RIIO4 |  |  |  |  | RIIO5 |  |  |  |  | RIIO6 |  |  |  |  | RIIO7 |  |  |  |  | RIIO8 |  |  |  |  | RIIO9 |  |  |  |  | RIIO10 |  |  |  |  | RIIO11 |  |  |  |  | RIIO12
|  |  |  | 1 | 2 | 3 | 4 | 5 | 6 | 7 | 8 | 9 | 10 | 11 | 12 | 13 | 14 | 15 | 16 | 17 | 18 | 19 | 20 | 21 | 22 | 23 | 24 | 25 | 26 | 27 | 28 | 29 | 30 | 31 | 32 | 33 | 34 | 35 | 36 | 37 | 38 | 39 | 40 | 41 | 42 | 43 | 44 | 45 | 46 | 47 | 48 | 49 | 50
| Asset Class | Intervention type |  | 2027 | 2028 | 2029 | 2030 | 2031 | 2032 | 2033 | 2034 | 2035 | 2036 | 2037 | 2038 | 2039 | 2040 | 2041 | 2042 | 2043 | 2044 | 2045 | 2046 | 2047 | 2048 | 2049 | 2050 | 2051 | 2052 | 2053 | 2054 | 2055 | 2056 | 2057 | 2058 | 2059 | 2060 | 2061 | 2062 | 2063 | 2064 | 2065 | 2066 | 2067 | 2068 | 2069 | 2070 | 2071 | 2072 | 2073 | 2074 | 2075 | 2076
Capex/Repex |  |  | £m
£m
£m
£m
£m
£m
£m
£m
£m
£m
| Total Capex | (1) | £m | 0 | 0 | 0 | 0 | 0 | 0 | 0 | 0 | 0 | 0 | 0 | 0 | 0 | 0 | 0 | 0 | 0 | 0 | 0 | 0 | 0 | 0 | 0 | 0 | 0 | 0 | 0 | 0 | 0 | 0 | 0 | 0 | 0 | 0 | 0 | 0 | 0 | 0 | 0 | 0 | 0 | 0 | 0 | 0 | 0 | 0 | 0 | 0 | 0 | 0
Associated direct opex |  |  | £m
£m
£m
£m
£m
| Total Opex |  | £m | 0 | 0 | 0 | 0 | 0 | 0 | 0 | 0 | 0 | 0 | 0 | 0 | 0 | 0 | 0 | 0 | 0 | 0 | 0 | 0 | 0 | 0 | 0 | 0 | 0 | 0 | 0 | 0 | 0 | 0 | 0 | 0 | 0 | 0 | 0 | 0 | 0 | 0 | 0 | 0 | 0 | 0 | 0 | 0 | 0 | 0 | 0 | 0 | 0 | 0
Pass through costs | Leakage |  | £m | 0 | 0 | 0 | 0 | 0 | 0 | 0 | 0 | 0 | 0 | 0 | 0 | 0 | 0 | 0 | 0 | 0 | 0 | 0 | 0 | 0 | 0 | 0 | 0 | 0 | 0 | 0 | 0 | 0 | 0 | 0 | 0 | 0 | 0 | 0 | 0 | 0 | 0 | 0 | 0 | 0 | 0 | 0 | 0 | 0 | 0 | 0 | 0 | 0 | 0
£m
| Total Pass Through Costs |  | £m | 0 | 0 | 0 | 0 | 0 | 0 | 0 | 0 | 0 | 0 | 0 | 0 | 0 | 0 | 0 | 0 | 0 | 0 | 0 | 0 | 0 | 0 | 0 | 0 | 0 | 0 | 0 | 0 | 0 | 0 | 0 | 0 | 0 | 0 | 0 | 0 | 0 | 0 | 0 | 0 | 0 | 0 | 0 | 0 | 0 | 0 | 0 | 0 | 0 | 0
Annual cost calculations |  |  |  | 2027 | 2028 | 2029 | 2030 | 2031 | 2032 | 2033 | 2034 | 2035 | 2036 | 2037 | 2038 | 2039 | 2040 | 2041 | 2042 | 2043 | 2044 | 2045 | 2046 | 2047 | 2048 | 2049 | 2050 | 2051 | 2052 | 2053 | 2054 | 2055 | 2056 | 2057 | 2058 | 2059 | 2060 | 2061 | 2062 | 2063 | 2064 | 2065 | 2066 | 2067 | 2068 | 2069 | 2070 | 2071 | 2072 | 2073 | 2074 | 2075 | 2076
| Capitalisation rates | (2) | % | 33.7% | 33.7% | 33.7% | 33.7% | 33.7% | 33.7% | 33.7% | 33.7% | 33.7% | 33.7% | 33.7% | 33.7% | 33.7% | 33.7% | 33.7% | 33.7% | 33.7% | 33.7% | 33.7% | 33.7% | 33.7% | 33.7% | 33.7% | 0% | 0% | 0% | 0% | 0% | 0% | 0% | 0% | 0% | 0% | 0% | 0% | 0% | 0% | 0% | 0% | 0% | 0% | 0% | 0% | 0% | 0% | 0% | 0% | 0% | 0% | 0%
| Capitalised investment | (3)=(1)x(2) | £m | 0 | 0 | 0 | 0 | 0 | 0 | 0 | 0 | 0 | 0 | 0 | 0 | 0 | 0 | 0 | 0 | 0 | 0 | 0 | 0 | 0 | 0 | 0 | 0 | 0 | 0 | 0 | 0 | 0 | 0 | 0 | 0 | 0 | 0 | 0 | 0 | 0 | 0 | 0 | 0 | 0 | 0 | 0 | 0 | 0 | 0 | 0 | 0 | 0 | 0
| Investment to be expensed | (4)=(1)-(3) | £m | 0 | 0 | 0 | 0 | 0 | 0 | 0 | 0 | 0 | 0 | 0 | 0 | 0 | 0 | 0 | 0 | 0 | 0 | 0 | 0 | 0 | 0 | 0 | 0 | 0 | 0 | 0 | 0 | 0 | 0 | 0 | 0 | 0 | 0 | 0 | 0 | 0 | 0 | 0 | 0 | 0 | 0 | 0 | 0 | 0 | 0 | 0 | 0 | 0 | 0
| 2027 Depreciation | (5)2027=(3)2027*Dep_ratet | £m |  | 0 | 0 | 0 | 0 | 0 | 0 | 0 | 0 | 0 | 0 | 0 | 0 | 0 | 0 | 0 | 0 | 0 | 0 | 0 | 0 | 0 | 0 | 0 | 0 | 0 | 0 | 0 | 0 | 0 | 0 | 0 | 0 | 0 | 0 | 0 | 0 | 0 | 0 | 0 | 0 | 0 | 0 | 0 | 0 | 0 | 0 | 0 | 0 | 0
| 2028 Depreciation | (5)2028=(3)2028*Dep_ratet | £m |  |  | 0 | 0 | 0 | 0 | 0 | 0 | 0 | 0 | 0 | 0 | 0 | 0 | 0 | 0 | 0 | 0 | 0 | 0 | 0 | 0 | 0 | 0 | 0 | 0 | 0 | 0 | 0 | 0 | 0 | 0 | 0 | 0 | 0 | 0 | 0 | 0 | 0 | 0 | 0 | 0 | 0 | 0 | 0 | 0 | 0 | 0 | 0 | 0
| 2029 Depreciation | (5)2029=(3)2029*Dep_ratet | £m |  |  |  | 0 | 0 | 0 | 0 | 0 | 0 | 0 | 0 | 0 | 0 | 0 | 0 | 0 | 0 | 0 | 0 | 0 | 0 | 0 | 0 | 0 | 0 | 0 | 0 | 0 | 0 | 0 | 0 | 0 | 0 | 0 | 0 | 0 | 0 | 0 | 0 | 0 | 0 | 0 | 0 | 0 | 0 | 0 | 0 | 0 | 0 | 0
| 2030 Depreciation | (5)2030=(3)2030*Dep_ratet | £m |  |  |  |  | 0 | 0 | 0 | 0 | 0 | 0 | 0 | 0 | 0 | 0 | 0 | 0 | 0 | 0 | 0 | 0 | 0 | 0 | 0 | 0 | 0 | 0 | 0 | 0 | 0 | 0 | 0 | 0 | 0 | 0 | 0 | 0 | 0 | 0 | 0 | 0 | 0 | 0 | 0 | 0 | 0 | 0 | 0 | 0 | 0 | 0
| 2031 Depreciation | (5)2031=(3)2031*Dep_ratet | £m | [5 empty] | 0 | 0 | 0 | 0 | 0 | 0 | 0 | 0 | 0 | 0 | 0 | 0 | 0 | 0 | 0 | 0 | 0 | 0 | 0 | 0 | 0 | 0 | 0 | 0 | 0 | 0 | 0 | 0 | 0 | 0 | 0 | 0 | 0 | 0 | 0 | 0 | 0 | 0 | 0 | 0 | 0 | 0 | 0 | 0 | 0
| 2032 Depreciation | (5)2032=(3)2032*Dep_ratet | £m | [6 empty] | 0 | 0 | 0 | 0 | 0 | 0 | 0 | 0 | 0 | 0 | 0 | 0 | 0 | 0 | 0 | 0 | 0 | 0 | 0 | 0 | 0 | 0 | 0 | 0 | 0 | 0 | 0 | 0 | 0 | 0 | 0 | 0 | 0 | 0 | 0 | 0 | 0 | 0 | 0 | 0 | 0 | 0 | 0 | 0
| 2033 Depreciation | (5)2033=(3)2033*Dep_ratet | £m | [7 empty] | 0 | 0 | 0 | 0 | 0 | 0 | 0 | 0 | 0 | 0 | 0 | 0 | 0 | 0 | 0 | 0 | 0 | 0 | 0 | 0 | 0 | 0 | 0 | 0 | 0 | 0 | 0 | 0 | 0 | 0 | 0 | 0 | 0 | 0 | 0 | 0 | 0 | 0 | 0 | 0 | 0 | 0 | 0
| 2034 Depreciation | (5)2034=(3)2034*Dep_ratet | £m | [8 empty] | 0 | 0 | 0 | 0 | 0 | 0 | 0 | 0 | 0 | 0 | 0 | 0 | 0 | 0 | 0 | 0 | 0 | 0 | 0 | 0 | 0 | 0 | 0 | 0 | 0 | 0 | 0 | 0 | 0 | 0 | 0 | 0 | 0 | 0 | 0 | 0 | 0 | 0 | 0 | 0 | 0 | 0
| 2035 Depreciation | (5)2035=(3)2035*Dep_ratet | £m | [9 empty] | 0 | 0 | 0 | 0 | 0 | 0 | 0 | 0 | 0 | 0 | 0 | 0 | 0 | 0 | 0 | 0 | 0 | 0 | 0 | 0 | 0 | 0 | 0 | 0 | 0 | 0 | 0 | 0 | 0 | 0 | 0 | 0 | 0 | 0 | 0 | 0 | 0 | 0 | 0 | 0 | 0
| 2036 Depreciation | (5)2036=(3)2036*Dep_ratet | £m | [10 empty] | 0 | 0 | 0 | 0 | 0 | 0 | 0 | 0 | 0 | 0 | 0 | 0 | 0 | 0 | 0 | 0 | 0 | 0 | 0 | 0 | 0 | 0 | 0 | 0 | 0 | 0 | 0 | 0 | 0 | 0 | 0 | 0 | 0 | 0 | 0 | 0 | 0 | 0 | 0 | 0
| 2037 Depreciation | (5)2037=(3)2037*Dep_ratet | £m | [11 empty] | 0 | 0 | 0 | 0 | 0 | 0 | 0 | 0 | 0 | 0 | 0 | 0 | 0 | 0 | 0 | 0 | 0 | 0 | 0 | 0 | 0 | 0 | 0 | 0 | 0 | 0 | 0 | 0 | 0 | 0 | 0 | 0 | 0 | 0 | 0 | 0 | 0 | 0 | 0
| 2038 Depreciation | (5)2038=(3)2038*Dep_ratet | £m | [12 empty] | 0 | 0 | 0 | 0 | 0 | 0 | 0 | 0 | 0 | 0 | 0 | 0 | 0 | 0 | 0 | 0 | 0 | 0 | 0 | 0 | 0 | 0 | 0 | 0 | 0 | 0 | 0 | 0 | 0 | 0 | 0 | 0 | 0 | 0 | 0 | 0 | 0 | 0
| 2039 Depreciation | (5)2039=(3)2039*Dep_ratet | £m | [13 empty] | 0 | 0 | 0 | 0 | 0 | 0 | 0 | 0 | 0 | 0 | 0 | 0 | 0 | 0 | 0 | 0 | 0 | 0 | 0 | 0 | 0 | 0 | 0 | 0 | 0 | 0 | 0 | 0 | 0 | 0 | 0 | 0 | 0 | 0 | 0 | 0 | 0
| 2040 Depreciation | (5)2040=(3)2040*Dep_ratet | £m | [14 empty] | 0 | 0 | 0 | 0 | 0 | 0 | 0 | 0 | 0 | 0 | 0 | 0 | 0 | 0 | 0 | 0 | 0 | 0 | 0 | 0 | 0 | 0 | 0 | 0 | 0 | 0 | 0 | 0 | 0 | 0 | 0 | 0 | 0 | 0 | 0 | 0
| 2041 Depreciation | (5)2041=(3)2041*Dep_ratet | £m | [15 empty] | 0 | 0 | 0 | 0 | 0 | 0 | 0 | 0 | 0 | 0 | 0 | 0 | 0 | 0 | 0 | 0 | 0 | 0 | 0 | 0 | 0 | 0 | 0 | 0 | 0 | 0 | 0 | 0 | 0 | 0 | 0 | 0 | 0 | 0 | 0
| 2042 Depreciation | (5)2042=(3)2042*Dep_ratet | £m | [16 empty] | 0 | 0 | 0 | 0 | 0 | 0 | 0 | 0 | 0 | 0 | 0 | 0 | 0 | 0 | 0 | 0 | 0 | 0 | 0 | 0 | 0 | 0 | 0 | 0 | 0 | 0 | 0 | 0 | 0 | 0 | 0 | 0 | 0 | 0
| 2043 Depreciation | (5)2043=(3)2043*Dep_ratet | £m | [17 empty] | 0 | 0 | 0 | 0 | 0 | 0 | 0 | 0 | 0 | 0 | 0 | 0 | 0 | 0 | 0 | 0 | 0 | 0 | 0 | 0 | 0 | 0 | 0 | 0 | 0 | 0 | 0 | 0 | 0 | 0 | 0 | 0 | 0
| 2044 Depreciation | (5)2044=(3)2044*Dep_ratet | £m | [18 empty] | 0 | 0 | 0 | 0 | 0 | 0 | 0 | 0 | 0 | 0 | 0 | 0 | 0 | 0 | 0 | 0 | 0 | 0 | 0 | 0 | 0 | 0 | 0 | 0 | 0 | 0 | 0 | 0 | 0 | 0 | 0 | 0
| 2045 Depreciation | (5)2045=(3)2045*Dep_ratet | £m | [19 empty] | 0 | 0 | 0 | 0 | 0 | 0 | 0 | 0 | 0 | 0 | 0 | 0 | 0 | 0 | 0 | 0 | 0 | 0 | 0 | 0 | 0 | 0 | 0 | 0 | 0 | 0 | 0 | 0 | 0 | 0 | 0
| 2046 Depreciation | (5)2046=(3)2046*Dep_ratet | £m | [20 empty] | 0 | 0 | 0 | 0 | 0 | 0 | 0 | 0 | 0 | 0 | 0 | 0 | 0 | 0 | 0 | 0 | 0 | 0 | 0 | 0 | 0 | 0 | 0 | 0 | 0 | 0 | 0 | 0 | 0 | 0
| 2047 Depreciation | (5)2047=(3)2047*Dep_ratet | £m | 2048: 0; 2049: 0; 2050: 0; 2051: 0; 2052: 0; 2053: 0; 2054: 0; 2055: 0; 2056: 0; 2057: 0; 2058: 0; 2059: 0; 2060: 0; 2061: 0; 2062: 0; 2063: 0; 2064: 0; 2065: 0; 2066: 0; 2067: 0; 2068: 0; 2069: 0; 2070: 0; 2071: 0; 2072: 0; 2073: 0; 2074: 0; 2075: 0; 2076: 0
| 2048 Depreciation | (5)2048=(3)2048*Dep_ratet | £m | 2049: 0; 2050: 0; 2051: 0; 2052: 0; 2053: 0; 2054: 0; 2055: 0; 2056: 0; 2057: 0; 2058: 0; 2059: 0; 2060: 0; 2061: 0; 2062: 0; 2063: 0; 2064: 0; 2065: 0; 2066: 0; 2067: 0; 2068: 0; 2069: 0; 2070: 0; 2071: 0; 2072: 0; 2073: 0; 2074: 0; 2075: 0; 2076: 0
| 2049 Depreciation | (5)2049=(3)2049*Dep_ratet | £m | 2050: 0; 2051: 0; 2052: 0; 2053: 0; 2054: 0; 2055: 0; 2056: 0; 2057: 0; 2058: 0; 2059: 0; 2060: 0; 2061: 0; 2062: 0; 2063: 0; 2064: 0; 2065: 0; 2066: 0; 2067: 0; 2068: 0; 2069: 0; 2070: 0; 2071: 0; 2072: 0; 2073: 0; 2074: 0; 2075: 0; 2076: 0
| 2050 Depreciation | (5)2050=(3)2050*Dep_ratet | £m
| 2051 Depreciation | (5)2051=(3)2051*Dep_ratet | £m
| 2052 Depreciation | (5)2052=(3)2052*Dep_ratet | £m
| 2053 Depreciation | (5)2053=(3)2053*Dep_ratet | £m
| 2054 Depreciation | (5)2054=(3)2054*Dep_ratet | £m
| 2055 Depreciation | (5)2055=(3)2055*Dep_ratet | £m
| 2056 Depreciation | (5)2056=(3)2056*Dep_ratet | £m
| 2057 Depreciation | (5)2057=(3)2057*Dep_ratet | £m
| 2058 Depreciation | (5)2058=(3)2058*Dep_ratet | £m
| 2059 Depreciation | (5)2059=(3)2059*Dep_ratet | £m
| 2060 Depreciation | (5)2060=(3)2060*Dep_ratet | £m
| 2061 Depreciation | (5)2061=(3)2061*Dep_ratet | £m
| 2062 Depreciation | (5)2062=(3)2062*Dep_ratet | £m
| 2063 Depreciation | (5)2063=(3)2063*Dep_ratet | £m
| 2064 Depreciation | (5)2064=(3)2064*Dep_ratet | £m
| 2065 Depreciation | (5)2065=(3)2065*Dep_ratet | £m
| 2066 Depreciation | (5)2066=(3)2066*Dep_ratet | £m
| 2067 Depreciation | (5)2067=(3)2067*Dep_ratet | £m
| 2068 Depreciation | (5)2068=(3)2068*Dep_ratet | £m
| 2069 Depreciation | (5)2069=(3)2069*Dep_ratet | £m
| 2070 Depreciation | (5)2070=(3)2070*Dep_ratet | £m
| Depreciation | (5)=∑(5)t | £m | 0 | 0 | 0 | 0 | 0 | 0 | 0 | 0 | 0 | 0 | 0 | 0 | 0 | 0 | 0 | 0 | 0 | 0 | 0 | 0 | 0 | 0 | 0 | 0 | 0 | 0 | 0 | 0 | 0 | 0 | 0 | 0 | 0 | 0 | 0 | 0 | 0 | 0 | 0 | 0 | 0 | 0 | 0 | 0 | 0 | 0 | 0 | 0 | 0 | 0
| Opening RAV balance | (6op)t=(6cl)t-1 | £m | 0 | 0 | 0 | 0 | 0 | 0 | 0 | 0 | 0 | 0 | 0 | 0 | 0 | 0 | 0 | 0 | 0 | 0 | 0 | 0 | 0 | 0 | 0 | 0 | 0 | 0 | 0 | 0 | 0 | 0 | 0 | 0 | 0 | 0 | 0 | 0 | 0 | 0 | 0 | 0 | 0 | 0 | 0 | 0 | 0 | 0 | 0 | 0 | 0 | 0
| Discounted RAV balance | (6D)=(6cl)*(1/1+WACC)) | £m | 0 | 0 | 0 | 0 | 0 | 0 | 0 | 0 | 0 | 0 | 0 | 0 | 0 | 0 | 0 | 0 | 0 | 0 | 0 | 0 | 0 | 0 | 0 | 0 | 0 | 0 | 0 | 0 | 0 | 0 | 0 | 0 | 0 | 0 | 0 | 0 | 0 | 0 | 0 | 0 | 0 | 0 | 0 | 0 | 0 | 0 | 0 | 0 | 0 | 0
| Closing RAV balance | (6cl)=(3)-(5)+(6op) | £m | 0 | 0 | 0 | 0 | 0 | 0 | 0 | 0 | 0 | 0 | 0 | 0 | 0 | 0 | 0 | 0 | 0 | 0 | 0 | 0 | 0 | 0 | 0 | 0 | 0 | 0 | 0 | 0 | 0 | 0 | 0 | 0 | 0 | 0 | 0 | 0 | 0 | 0 | 0 | 0 | 0 | 0 | 0 | 0 | 0 | 0 | 0 | 0 | 0 | 0
| Cost of Capital | (6)=avg[(6D),(6op)]xWACC | £m | 0 | 0 | 0 | 0 | 0 | 0 | 0 | 0 | 0 | 0 | 0 | 0 | 0 | 0 | 0 | 0 | 0 | 0 | 0 | 0 | 0 | 0 | 0 | 0 | 0 | 0 | 0 | 0 | 0 | 0 | 0 | 0 | 0 | 0 | 0 | 0 | 0 | 0 | 0 | 0 | 0 | 0 | 0 | 0 | 0 | 0 | 0 | 0 | 0 | 0
| Total Capitalised Costs | (7)=(5)+(6) | £m | 0 | 0 | 0 | 0 | 0 | 0 | 0 | 0 | 0 | 0 | 0 | 0 | 0 | 0 | 0 | 0 | 0 | 0 | 0 | 0 | 0 | 0 | 0 | 0 | 0 | 0 | 0 | 0 | 0 | 0 | 0 | 0 | 0 | 0 | 0 | 0 | 0 | 0 | 0 | 0 | 0 | 0 | 0 | 0 | 0 | 0 | 0 | 0 | 0 | 0
| Total Non-Capitalised Costs |  |  | 0 | 0 | 0 | 0 | 0 | 0 | 0 | 0 | 0 | 0 | 0 | 0 | 0 | 0 | 0 | 0 | 0 | 0 | 0 | 0 | 0 | 0 | 0 | 0 | 0 | 0 | 0 | 0 | 0 | 0 | 0 | 0 | 0 | 0 | 0 | 0 | 0 | 0 | 0 | 0 | 0 | 0 | 0 | 0 | 0 | 0 | 0 | 0 | 0 | 0
| Total Direct Costs |  |  | 0 | 0 | 0 | 0 | 0 | 0 | 0 | 0 | 0 | 0 | 0 | 0 | 0 | 0 | 0 | 0 | 0 | 0 | 0 | 0 | 0 | 0 | 0 | 0 | 0 | 0 | 0 | 0 | 0 | 0 | 0 | 0 | 0 | 0 | 0 | 0 | 0 | 0 | 0 | 0 | 0 | 0 | 0 | 0 | 0 | 0 | 0 | 0 | 0 | 0
Non-Financial Costs/Benefits
Calculated values
| Category | Description |  | 2027 | 2028 | 2029 | 2030 | 2031 | 2032 | 2033 | 2034 | 2035 | 2036 | 2037 | 2038 | 2039 | 2040 | 2041 | 2042 | 2043 | 2044 | 2045 | 2046 | 2047 | 2048 | 2049 | 2050 | 2051 | 2052 | 2053 | 2054 | 2055 | 2056 | 2057 | 2058 | 2059 | 2060 | 2061 | 2062 | 2063 | 2064 | 2065 | 2066 | 2067 | 2068 | 2069 | 2070 | 2071 | 2072 | 2073 | 2074 | 2075 | 2076
Non-financial benefits/costs - values | Environmental | Leakage | £m | 0 | 0 | 0 | 0 | 0 | 0 | 0 | 0 | 0 | 0 | 0 | 0 | 0 | 0 | 0 | 0 | 0 | 0 | 0 | 0 | 0 | 0 | 0 | 0 | 0 | 0 | 0 | 0 | 0 | 0 | 0 | 0 | 0 | 0 | 0 | 0 | 0 | 0 | 0 | 0 | 0 | 0 | 0 | 0 | 0 | 0 | 0 | 0 | 0 | 0
| Environmental |  | £m
| Environmental |  | £m
| Safety | Fatality risk | £m | 0 | 0 | 0 | 0 | 0 | 0 | 0 | 0 | 0 | 0 | 0 | 0 | 0 | 0 | 0 | 0 | 0 | 0 | 0 | 0 | 0 | 0 | 0 | 0 | 0 | 0 | 0 | 0 | 0 | 0 | 0 | 0 | 0 | 0 | 0 | 0 | 0 | 0 | 0 | 0 | 0 | 0 | 0 | 0 | 0 | 0 | 0 | 0 | 0 | 0
| Safety | Non-Fatality risk | £m | 0 | 0 | 0 | 0 | 0 | 0 | 0 | 0 | 0 | 0 | 0 | 0 | 0 | 0 | 0 | 0 | 0 | 0 | 0 | 0 | 0 | 0 | 0 | 0 | 0 | 0 | 0 | 0 | 0 | 0 | 0 | 0 | 0 | 0 | 0 | 0 | 0 | 0 | 0 | 0 | 0 | 0 | 0 | 0 | 0 | 0 | 0 | 0 | 0 | 0
| Safety |  | £m
| Safety |  | £m
| Financial | NGN VF Financial Risk | £m
| Financial | NGN VF Customer Risk | £m
| Financial | NGN VF Compliance Risk | £m
| Other |  | £m
| Other |  | £m
Inputs
| Category | Description |  | 2027 | 2028 | 2029 | 2030 | 2031 | 2032 | 2033 | 2034 | 2035 | 2036 | 2037 | 2038 | 2039 | 2040 | 2041 | 2042 | 2043 | 2044 | 2045 | 2046 | 2047 | 2048 | 2049 | 2050 | 2051 | 2052 | 2053 | 2054 | 2055 | 2056 | 2057 | 2058 | 2059 | 2060 | 2061 | 2062 | 2063 | 2064 | 2065 | 2066 | 2067 | 2068 | 2069 | 2070 | 2071 | 2072 | 2073 | 2074 | 2075 | 2076
Non-financial benefits/costs - inputs | Environmental | Leakage | GWh
Environmental
Environmental
| Safety | Fatality risk
| Safety | Non-Fatality risk
Safety
Safety
Other
Other
Other
Other
Other
Alternative carbon calculations |  |  |  | 2027 | 2028 | 2029 | 2030 | 2031 | 2032 | 2033 | 2034 | 2035 | 2036 | 2037 | 2038 | 2039 | 2040 | 2041 | 2042 | 2043 | 2044 | 2045 | 2046 | 2047 | 2048 | 2049 | 2050 | 2051 | 2052 | 2053 | 2054 | 2055 | 2056 | 2057 | 2058 | 2059 | 2060 | 2061 | 2062 | 2063 | 2064 | 2065 | 2066 | 2067 | 2068 | 2069 | 2070 | 2071 | 2072 | 2073 | 2074 | 2075 | 2076
Environmental costs - low CO2 cost | Environmental | Leakage | £m | 0 | 0 | 0 | 0 | 0 | 0 | 0 | 0 | 0 | 0 | 0 | 0 | 0 | 0 | 0 | 0 | 0 | 0 | 0 | 0 | 0 | 0 | 0 | 0 | 0 | 0 | 0 | 0 | 0 | 0 | 0 | 0 | 0 | 0 | 0 | 0 | 0 | 0 | 0 | 0 | 0 | 0 | 0 | 0 | 0 | 0 | 0 | 0 | 0 | 0
| Environmental |  | £m
| Environmental |  | £m
Environmental costs - high CO2 cost | Environmental | Leakage | £m | 0 | 0 | 0 | 0 | 0 | 0 | 0 | 0 | 0 | 0 | 0 | 0 | 0 | 0 | 0 | 0 | 0 | 0 | 0 | 0 | 0 | 0 | 0 | 0 | 0 | 0 | 0 | 0 | 0 | 0 | 0 | 0 | 0 | 0 | 0 | 0 | 0 | 0 | 0 | 0 | 0 | 0 | 0 | 0 | 0 | 0 | 0 | 0 | 0 | 0
| Environmental |  | £m
| Environmental |  | £m
Net Present Values
Discount factors and summary
|  |  |  | 2027 | 2028 | 2029 | 2030 | 2031 | 2032 | 2033 | 2034 | 2035 | 2036 | 2037 | 2038 | 2039 | 2040 | 2041 | 2042 | 2043 | 2044 | 2045 | 2046 | 2047 | 2048 | 2049 | 2050 | 2051 | 2052 | 2053 | 2054 | 2055 | 2056 | 2057 | 2058 | 2059 | 2060 | 2061 | 2062 | 2063 | 2064 | 2065 | 2066 | 2067 | 2068 | 2069 | 2070 | 2071 | 2072 | 2073 | 2074 | 2075 | 2076
Discount factors | Discount factor (Non-Safety) | =1/[(1+SRTP)^n] | % | 100% | 96.62% | 93.35% | 90.19% | 87.14% | 84.2% | 81.35% | 78.6% | 75.94% | 73.37% | 70.89% | 68.49% | 66.18% | 63.94% | 61.78% | 59.69% | 57.67% | 55.72% | 53.84% | 52.02% | 50.26% | 48.56% | 46.92% | 45.33% | 43.8% | 42.31% | 40.88% | 39.5% | 38.17% | 36.87% | 35.63% | 34.59% | 33.58% | 32.6% | 31.65% | 30.73% | 29.84% | 28.97% | 28.12% | 27.31% | 26.51% | 25.74% | 24.99% | 24.26% | 23.55% | 22.87% | 22.2% | 21.56% | 20.93% | 20.32%
| Discount factor (Safety) | =1/[(1+HDR)^n] | % | 100% | 98.52% | 97.07% | 95.63% | 94.22% | 92.83% | 91.45% | 90.1% | 88.77% | 87.46% | 86.17% | 84.89% | 83.64% | 82.4% | 81.18% | 79.99% | 78.8% | 77.64% | 76.49% | 75.36% | 74.25% | 73.15% | 72.07% | 71% | 69.95% | 68.92% | 67.9% | 66.9% | 65.91% | 64.94% | 63.98% | 63.16% | 62.36% | 61.57% | 60.79% | 60.02% | 59.25% | 58.5% | 57.76% | 57.03% | 56.3% | 55.59% | 54.88% | 54.18% | 53.5% | 52.82% | 52.15% | 51.48% | 50.83% | 50.19%
Summary of discounted costs/benefits | Capex |  | £m | 0 | 0 | 0 | 0 | 0 | 0 | 0 | 0 | 0 | 0 | 0 | 0 | 0 | 0 | 0 | 0 | 0 | 0 | 0 | 0 | 0 | 0 | 0 | 0 | 0 | 0 | 0 | 0 | 0 | 0 | 0 | 0 | 0 | 0 | 0 | 0 | 0 | 0 | 0 | 0 | 0 | 0 | 0 | 0 | 0 | 0 | 0 | 0 | 0 | 0
| Opex |  | £m | 0 | 0 | 0 | 0 | 0 | 0 | 0 | 0 | 0 | 0 | 0 | 0 | 0 | 0 | 0 | 0 | 0 | 0 | 0 | 0 | 0 | 0 | 0 | 0 | 0 | 0 | 0 | 0 | 0 | 0 | 0 | 0 | 0 | 0 | 0 | 0 | 0 | 0 | 0 | 0 | 0 | 0 | 0 | 0 | 0 | 0 | 0 | 0 | 0 | 0
| Pass Through Costs |  | £m | 0 | 0 | 0 | 0 | 0 | 0 | 0 | 0 | 0 | 0 | 0 | 0 | 0 | 0 | 0 | 0 | 0 | 0 | 0 | 0 | 0 | 0 | 0 | 0 | 0 | 0 | 0 | 0 | 0 | 0 | 0 | 0 | 0 | 0 | 0 | 0 | 0 | 0 | 0 | 0 | 0 | 0 | 0 | 0 | 0 | 0 | 0 | 0 | 0 | 0
| Environmental - central CO2 cost |  | £m | 0 | 0 | 0 | 0 | 0 | 0 | 0 | 0 | 0 | 0 | 0 | 0 | 0 | 0 | 0 | 0 | 0 | 0 | 0 | 0 | 0 | 0 | 0 | 0 | 0 | 0 | 0 | 0 | 0 | 0 | 0 | 0 | 0 | 0 | 0 | 0 | 0 | 0 | 0 | 0 | 0 | 0 | 0 | 0 | 0 | 0 | 0 | 0 | 0 | 0
| Environmental - low CO2 cost |  | £m | 0 | 0 | 0 | 0 | 0 | 0 | 0 | 0 | 0 | 0 | 0 | 0 | 0 | 0 | 0 | 0 | 0 | 0 | 0 | 0 | 0 | 0 | 0 | 0 | 0 | 0 | 0 | 0 | 0 | 0 | 0 | 0 | 0 | 0 | 0 | 0 | 0 | 0 | 0 | 0 | 0 | 0 | 0 | 0 | 0 | 0 | 0 | 0 | 0 | 0
| Environmental - high CO2 cost |  | £m | 0 | 0 | 0 | 0 | 0 | 0 | 0 | 0 | 0 | 0 | 0 | 0 | 0 | 0 | 0 | 0 | 0 | 0 | 0 | 0 | 0 | 0 | 0 | 0 | 0 | 0 | 0 | 0 | 0 | 0 | 0 | 0 | 0 | 0 | 0 | 0 | 0 | 0 | 0 | 0 | 0 | 0 | 0 | 0 | 0 | 0 | 0 | 0 | 0 | 0
| Safety |  | £m | 0 | 0 | 0 | 0 | 0 | 0 | 0 | 0 | 0 | 0 | 0 | 0 | 0 | 0 | 0 | 0 | 0 | 0 | 0 | 0 | 0 | 0 | 0 | 0 | 0 | 0 | 0 | 0 | 0 | 0 | 0 | 0 | 0 | 0 | 0 | 0 | 0 | 0 | 0 | 0 | 0 | 0 | 0 | 0 | 0 | 0 | 0 | 0 | 0 | 0
| Financial |  | £m | 0 | 0 | 0 | 0 | 0 | 0 | 0 | 0 | 0 | 0 | 0 | 0 | 0 | 0 | 0 | 0 | 0 | 0 | 0 | 0 | 0 | 0 | 0 | 0 | 0 | 0 | 0 | 0 | 0 | 0 | 0 | 0 | 0 | 0 | 0 | 0 | 0 | 0 | 0 | 0 | 0 | 0 | 0 | 0 | 0 | 0 | 0 | 0 | 0 | 0
| Other |  | £m | 0 | 0 | 0 | 0 | 0 | 0 | 0 | 0 | 0 | 0 | 0 | 0 | 0 | 0 | 0 | 0 | 0 | 0 | 0 | 0 | 0 | 0 | 0 | 0 | 0 | 0 | 0 | 0 | 0 | 0 | 0 | 0 | 0 | 0 | 0 | 0 | 0 | 0 | 0 | 0 | 0 | 0 | 0 | 0 | 0 | 0 | 0 | 0 | 0 | 0
Annual Total | Total - central carbon cost |  | £m | 0 | 0 | 0 | 0 | 0 | 0 | 0 | 0 | 0 | 0 | 0 | 0 | 0 | 0 | 0 | 0 | 0 | 0 | 0 | 0 | 0 | 0 | 0 | 0 | 0 | 0 | 0 | 0 | 0 | 0 | 0 | 0 | 0 | 0 | 0 | 0 | 0 | 0 | 0 | 0 | 0 | 0 | 0 | 0 | 0 | 0 | 0 | 0 | 0 | 0
| Total - low carbon cost |  | £m | 0 | 0 | 0 | 0 | 0 | 0 | 0 | 0 | 0 | 0 | 0 | 0 | 0 | 0 | 0 | 0 | 0 | 0 | 0 | 0 | 0 | 0 | 0 | 0 | 0 | 0 | 0 | 0 | 0 | 0 | 0 | 0 | 0 | 0 | 0 | 0 | 0 | 0 | 0 | 0 | 0 | 0 | 0 | 0 | 0 | 0 | 0 | 0 | 0 | 0
| Total - high carbon cost |  | £m | 0 | 0 | 0 | 0 | 0 | 0 | 0 | 0 | 0 | 0 | 0 | 0 | 0 | 0 | 0 | 0 | 0 | 0 | 0 | 0 | 0 | 0 | 0 | 0 | 0 | 0 | 0 | 0 | 0 | 0 | 0 | 0 | 0 | 0 | 0 | 0 | 0 | 0 | 0 | 0 | 0 | 0 | 0 | 0 | 0 | 0 | 0 | 0 | 0 | 0
Net Present Value | NPV - central carbon cost |  | £m | 0 | 0 | 0 | 0 | 0 | 0 | 0 | 0 | 0 | 0 | 0 | 0 | 0 | 0 | 0 | 0 | 0 | 0 | 0 | 0 | 0 | 0 | 0 | 0 | 0 | 0 | 0 | 0 | 0 | 0 | 0 | 0 | 0 | 0 | 0 | 0 | 0 | 0 | 0 | 0 | 0 | 0 | 0 | 0 | 0 | 0 | 0 | 0 | 0 | 0
| NPV - low carbon cost |  | £m | 0 | 0 | 0 | 0 | 0 | 0 | 0 | 0 | 0 | 0 | 0 | 0 | 0 | 0 | 0 | 0 | 0 | 0 | 0 | 0 | 0 | 0 | 0 | 0 | 0 | 0 | 0 | 0 | 0 | 0 | 0 | 0 | 0 | 0 | 0 | 0 | 0 | 0 | 0 | 0 | 0 | 0 | 0 | 0 | 0 | 0 | 0 | 0 | 0 | 0
| NPV - high carbon cost |  | £m | 0 | 0 | 0 | 0 | 0 | 0 | 0 | 0 | 0 | 0 | 0 | 0 | 0 | 0 | 0 | 0 | 0 | 0 | 0 | 0 | 0 | 0 | 0 | 0 | 0 | 0 | 0 | 0 | 0 | 0 | 0 | 0 | 0 | 0 | 0 | 0 | 0 | 0 | 0 | 0 | 0 | 0 | 0 | 0 | 0 | 0 | 0 | 0 | 0 | 0
Comparison to baseline
|  |  |  | 2027 | 2028 | 2029 | 2030 | 2031 | 2032 | 2033 | 2034 | 2035 | 2036 | 2037 | 2038 | 2039 | 2040 | 2041 | 2042 | 2043 | 2044 | 2045 | 2046 | 2047 | 2048 | 2049 | 2050 | 2051 | 2052 | 2053 | 2054 | 2055 | 2056 | 2057 | 2058 | 2059 | 2060 | 2061 | 2062 | 2063 | 2064 | 2065 | 2066 | 2067 | 2068 | 2069 | 2070 | 2071 | 2072 | 2073 | 2074 | 2075 | 2076
Summary of discounted costs/benefits | Capex |  | £m | 0 | 0 | 0 | 0 | 0 | 0 | 0 | 0 | 0 | 0 | 0 | 0 | 0 | 0 | 0 | 0 | 0 | 0 | 0 | 0 | 0 | 0 | 0 | 0 | 0 | 0 | 0 | 0 | 0 | 0 | 0 | 0 | 0 | 0 | 0 | 0 | 0 | 0 | 0 | 0 | 0 | 0 | 0 | 0 | 0 | 0 | 0 | 0 | 0 | 0
| Opex |  | £m | 0 | 0 | 0 | 0 | 0 | 0 | 0 | 0 | 0 | 0 | 0 | 0 | 0 | 0 | 0 | 0 | 0 | 0 | 0 | 0 | 0 | 0 | 0 | 0 | 0 | 0 | 0 | 0 | 0 | 0 | 0 | 0 | 0 | 0 | 0 | 0 | 0 | 0 | 0 | 0 | 0 | 0 | 0 | 0 | 0 | 0 | 0 | 0 | 0 | 0
| Pass Through Costs |  | £m | 0.00020618 | 0.00020836 | 0.00021061 | 0.00021294 | 0.00021536 | 0.00021786 | 0.00022045 | 0.00022313 | 0.00022588 | 0.00022872 | 0.00023164 | 0.00023464 | 0.00023772 | 0.00024088 | 0.00024413 | 0.00024746 | 0.00025087 | 0.00025436 | 0.00025794 | 0.00026161 | 0.00026536 | 0.0002692 | 0.00027312 | 0.00027713 | 0.00030549 | 0.00031009 | 0.00031478 | 0.00031958 | 0.00032447 | 0.00032946 | 0.00033456 | 0.0003414 | 0.00034841 | 0.00035559 | 0.00036293 | 0.00037045 | 0.00037814 | 0.00038601 | 0.00039407 | 0.00040231 | 0.00041075 | 0.00041938 | 0.0004282 | 0.00043723 | 0.00044647 | 0.00045592 | 0.00046558 | 0.00047546 | 0.00048557 | 0.00049589
| Environmental - central CO2 cost |  | £m | 0.0012294 | 0.0012645 | 0.001296 | 0.0013284 | 0.0013664 | 0.0014053 | 0.0014408 | 0.0014819 | 0.0015242 | 0.0015627 | 0.0016073 | 0.001653 | 0.0016999 | 0.0017532 | 0.0018027 | 0.0018535 | 0.0019057 | 0.0019647 | 0.0020197 | 0.0020817 | 0.0021397 | 0.0022049 | 0.0022718 | 0.0023404 | 0.0026173 | 0.0026951 | 0.0027754 | 0.0028577 | 0.0029418 | 0.0030281 | 0.0031166 | 0.003223 | 0.0033326 | 0.0034456 | 0.003562 | 0.003682 | 0.0038056 | 0.0039329 | 0.0040641 | 0.0041993 | 0.0043386 | 0.004482 | 0.0046297 | 0.0047819 | 0.0049386 | 0.0050999 | 0.005266 | 0.0054371 | 0.0056132 | 0.0057944
| Environmental - low CO2 cost |  | £m | 0.00061567 | 0.00063163 | 0.00064819 | 0.00066535 | 0.00068314 | 0.00070158 | 0.00072075 | 0.00074061 | 0.00076117 | 0.00078247 | 0.00080452 | 0.00082735 | 0.00085098 | 0.00087543 | 0.00090054 | 0.00092651 | 0.00095338 | 0.00098116 | 0.0010099 | 0.0010396 | 0.0010703 | 0.0011021 | 0.0011349 | 0.0011689 | 0.001307 | 0.0013456 | 0.0013852 | 0.0014259 | 0.0014676 | 0.0015103 | 0.0015541 | 0.0016068 | 0.0016611 | 0.0017171 | 0.0017747 | 0.0018342 | 0.0018954 | 0.0019585 | 0.0020234 | 0.0020904 | 0.0021593 | 0.0022303 | 0.0023035 | 0.0023788 | 0.0024564 | 0.0025362 | 0.0026185 | 0.0027031 | 0.0027903 | 0.00288
| Environmental - high CO2 cost |  | £m | 0.001847 | 0.0018949 | 0.0019446 | 0.001996 | 0.0020494 | 0.0021048 | 0.0021623 | 0.0022218 | 0.0022835 | 0.0023474 | 0.0024136 | 0.002482 | 0.0025529 | 0.0026263 | 0.0027016 | 0.0027795 | 0.0028601 | 0.0029435 | 0.0030297 | 0.0031188 | 0.003211 | 0.0033063 | 0.0034048 | 0.0035066 | 0.0039209 | 0.0040367 | 0.0041557 | 0.0042777 | 0.0044028 | 0.0045309 | 0.0046624 | 0.0048205 | 0.0049834 | 0.0051512 | 0.0053242 | 0.0055025 | 0.0056862 | 0.0058754 | 0.0060703 | 0.0062712 | 0.006478 | 0.006691 | 0.0069105 | 0.0071364 | 0.0073691 | 0.0076087 | 0.0078554 | 0.0081094 | 0.0083709 | 0.0086399
| Safety |  | £m | 0.43055 | 0.44568 | 0.46138 | 0.47767 | 0.49457 | 0.51211 | 0.51403 | 0.50944 | 0.50502 | 0.50078 | 0.49673 | 0.49286 | 0.48895 | 0.48406 | 0.47932 | 0.47475 | 0.4702 | 0.46514 | 0.46022 | 0.45545 | 0.45083 | 0.44634 | 0.44201 | 0.43782 | 3.9034 | 3.8485 | 3.7945 | 3.7414 | 3.6892 | 3.6378 | 3.5874 | 3.5452 | 3.5038 | 3.463 | 3.4229 | 3.3834 | 3.3446 | 3.3065 | 3.269 | 3.2322 | 3.196 | 3.1604 | 3.1255 | 3.0913 | 3.0577 | 3.0247 | 2.9924 | 2.9608 | 2.9298 | 2.8991
| Financial |  |  | 5.8794 | 5.9672 | 6.0569 | 6.1485 | 6.2421 | 6.3375 | 6.3534 | 6.3385 | 6.3274 | 6.3201 | 6.3166 | 6.3168 | 6.3191 | 6.318 | 6.3205 | 6.3266 | 6.3359 | 6.347 | 6.3616 | 6.3795 | 6.4007 | 6.4253 | 6.4531 | 6.484 | 63.0641 | 63.4289 | 63.8236 | 64.248 | 64.7016 | 65.1843 | 65.6959 | 66.5576 | 67.4548 | 68.3879 | 69.3571 | 70.3628 | 71.4052 | 72.4849 | 73.6021 | 74.7573 | 75.951 | 77.1835 | 78.4554 | 79.7672 | 81.1193 | 82.5123 | 83.9468 | 85.4234 | 86.9289 | 88.4681
| Other |  | £m | 0 | 0 | 0 | 0 | 0 | 0 | 0 | 0 | 0 | 0 | 0 | 0 | 0 | 0 | 0 | 0 | 0 | 0 | 0 | 0 | 0 | 0 | 0 | 0 | 0 | 0 | 0 | 0 | 0 | 0 | 0 | 0 | 0 | 0 | 0 | 0 | 0 | 0 | 0 | 0 | 0 | 0 | 0 | 0 | 0 | 0 | 0 | 0 | 0 | 0
Annual Total | Total - central carbon cost |  | £m | 6.3114 | 6.4144 | 6.5198 | 6.6278 | 6.7382 | 6.8512 | 6.8691 | 6.8496 | 6.8342 | 6.8227 | 6.8152 | 6.8115 | 6.81 | 6.8041 | 6.8019 | 6.8035 | 6.8083 | 6.8144 | 6.8241 | 6.8373 | 6.854 | 6.8741 | 6.8976 | 6.9245 | 66.9705 | 67.2805 | 67.6212 | 67.9925 | 68.394 | 68.8255 | 69.2867 | 70.1064 | 70.9623 | 71.8547 | 72.7839 | 73.7503 | 74.7541 | 75.7957 | 76.8756 | 77.9941 | 79.1517 | 80.3489 | 81.586 | 82.8637 | 84.1824 | 85.5426 | 86.945 | 88.3901 | 89.8648 | 91.3735
| Total - low carbon cost |  | £m | 6.3108 | 6.4137 | 6.5192 | 6.6271 | 6.7375 | 6.8505 | 6.8684 | 6.8489 | 6.8334 | 6.8219 | 6.8144 | 6.8107 | 6.8092 | 6.8032 | 6.801 | 6.8025 | 6.8073 | 6.8134 | 6.8231 | 6.8363 | 6.8529 | 6.873 | 6.8965 | 6.9233 | 66.9692 | 67.2791 | 67.6198 | 67.9911 | 68.3926 | 68.824 | 69.2851 | 70.1048 | 70.9606 | 71.853 | 72.7821 | 73.7484 | 74.7521 | 75.7937 | 76.8735 | 77.992 | 79.1495 | 80.3466 | 81.5837 | 82.8613 | 84.1799 | 85.5401 | 86.9424 | 88.3874 | 89.8619 | 91.3706
| Total - high carbon cost |  | £m | 6.312 | 6.415 | 6.5205 | 6.6284 | 6.7389 | 6.8519 | 6.8698 | 6.8503 | 6.8349 | 6.8235 | 6.816 | 6.8123 | 6.8109 | 6.8049 | 6.8028 | 6.8044 | 6.8092 | 6.8154 | 6.8251 | 6.8383 | 6.855 | 6.8752 | 6.8987 | 6.9256 | 66.9718 | 67.2818 | 67.6226 | 67.9939 | 68.3955 | 68.827 | 69.2882 | 70.108 | 70.964 | 71.8564 | 72.7857 | 73.7521 | 74.7559 | 75.7976 | 76.8776 | 77.9962 | 79.1538 | 80.3511 | 81.5883 | 82.866 | 84.1848 | 85.5451 | 86.9476 | 88.3928 | 89.8675 | 91.3764
Net Present Value | Total - central carbon cost |  | £m | 6.3114 | 12.7257 | 19.2456 | 25.8733 | 32.6115 | 39.4628 | 46.3319 | 53.1815 | 60.0156 | 66.8383 | 73.6535 | 80.465 | 87.275 | 94.0791 | 100.881 | 107.6845 | 114.4927 | 121.3071 | 128.1312 | 134.9685 | 141.8225 | 148.6966 | 155.5942 | 162.5187 | 229.4891 | 296.7696 | 364.3908 | 432.3833 | 500.7774 | 569.6029 | 638.8896 | 708.996 | 779.9583 | 851.813 | 924.5969 | 998.3472 | 1073.1012 | 1148.8969 | 1225.7725 | 1303.7666 | 1382.9183 | 1463.2672 | 1544.8532 | 1627.7168 | 1711.8992 | 1797.4418 | 1884.3869 | 1972.777 | 2062.6417 | 2154.0152
| Total - low carbon cost |  | £m | 6.3108 | 12.7245 | 19.2437 | 25.8708 | 32.6083 | 39.4588 | 46.3272 | 53.1761 | 60.0095 | 66.8314 | 73.6457 | 80.4564 | 87.2656 | 94.0688 | 100.8698 | 107.6723 | 114.4796 | 121.293 | 128.1161 | 134.9524 | 141.8053 | 148.6783 | 155.5747 | 162.4981 | 229.4672 | 296.7463 | 364.3662 | 432.3573 | 500.7498 | 569.5738 | 638.8589 | 708.9637 | 779.9243 | 851.7773 | 924.5595 | 998.3079 | 1073.06 | 1148.8537 | 1225.7273 | 1303.7193 | 1382.8688 | 1463.2154 | 1544.7991 | 1627.6604 | 1711.8402 | 1797.3803 | 1884.3227 | 1972.7101 | 2062.572 | 2153.9426
| Total - high carbon cost |  | £m | 6.312 | 12.727 | 19.2475 | 25.8759 | 32.6148 | 39.4667 | 46.3366 | 53.1869 | 60.0218 | 66.8453 | 73.6613 | 80.4736 | 87.2845 | 94.0894 | 100.8922 | 107.6966 | 114.5058 | 121.3212 | 128.1463 | 134.9846 | 141.8397 | 148.7149 | 155.6136 | 162.5392 | 229.511 | 296.7928 | 364.4154 | 432.4094 | 500.8049 | 569.6319 | 638.9201 | 709.0281 | 779.9921 | 851.8485 | 924.6342 | 998.3863 | 1073.1422 | 1148.9398 | 1225.8174 | 1303.8136 | 1382.9674 | 1463.3185 | 1544.9068 | 1627.7728 | 1711.9576 | 1797.5027 | 1884.4504 | 1972.8432 | 2062.7107 | 2154.087
|  |  |  | 2027 | 2028 | 2029 | 2030 | 2031 | 2032 | 2033 | 2034 | 2035 | 2036 | 2037 | 2038 | 2039 | 2040 | 2041 | 2042 | 2043 | 2044 | 2045 | 2046 | 2047 | 2048 | 2049 | 2050 | 2051 | 2052 | 2053 | 2054 | 2055 | 2056 | 2057 | 2058 | 2059 | 2060 | 2061 | 2062 | 2063 | 2064 | 2065 | 2066 | 2067 | 2068 | 2069 | 2070 | 2071 | 2072 | 2073 | 2074 | 2075 | 2076
| Monetised risk - memo line |  | £m
Note on B10: Ofgem: Enter as year (eg 2027)
Note on C158: Duncan Innes:GT/GD
Note on C161: Duncan Innes: All sectors
Note on C162: Duncan Innes: All sectors
Note on B229: Ofgem: This line records the total monetised risk of the modelled scenario. It acts as a cross-reference between the CBA and NARM BPDTs and should not directly link to any formulas in the CBA analysis above.

## Option_7 Workings (hidden)
Additional cost/benefit explanations
Please provide a short explanation of any additional cost/benefit lines that have been completed in addition to the pre-populated ones. This should include both a description of the nature of the cost/benefit, and an explanation of how the value was calculated, citing appropriate sources (eg for relevant global warming potentials). If an explanation has been provided within the EJP, then simply provide a reference to the relevant page number.
Long term cost/benefit assumptions
Please briefly summarise the assumptions you have used to calculate long-term (ie beyond the duration of the RIIO3 price control) costs and other inputs (eg "Opex assumed to increase at 1%/year based on historic trends"). In most cases we would expect these to be the same across the baseline and different options, but where this is not the case additional tabs can be completed as necessary. If detailed descriptions are required (eg to explain assumptions around whole life costs of assets) these should be included as part of the EJP
Capex
Opex
Leakage
Fatality risk
Non-Fatality risk
Cost cross-referencing
If there is any explanation required on how the cost data set out in the EJP totals to the lines in the CBA, please provide it here.

## Option_8 (hidden)
Summary | [7 empty] | Text Descriptions
[8 empty] | Option Description - this should allow us to quickly recognise the option being assessed (based on descriptions in the EJP and other documents) and distinguish it both from other investment areas and from other options. If appropriate, please provide sitemaps, photos or any other documents that will help with this identification (likely to be relevant for major projects rather than asset classes) | [6 empty] | Stakeholder Support Summary - please provide a synopsis which details the feedback from stakeholder group(s)
Option Name |  |  |  | Date Undertaken:
Scheme Reference ID
Expenditure Type |  |  |  | Authorised By:
Preferred Option (Y/N)
Spend Area (Please include relevant RRP/BPDT Table Reference)
First year of expenditure outflow | 2027
Payback position at year | Central CO2 Cost - PV of costs & benefits (£m) | Central CO2 Cost - NPV relative to baseline (£m) | Low CO2 cost - PV of costs & benefits (£m) | Low CO2 cost - NPV relative to baseline (£m) | High CO2 cost - PV of costs & benefits (£m) | High CO2 cost - NPV relative to baseline (£m)
2035 | 0 | 60.0156 | 0 | 60.0095 | 0 | 60.0218
2040 | 0 | 94.0791 | 0 | 94.0688 | 0 | 94.0894
2045 | 0 | 128.1312 | 0 | 128.1161 | 0 | 128.1463
2050 | 0 | 162.5187 | 0 | 162.4981 | 0 | 162.5392
2060 | 0 | 851.813 | 0 | 851.7773 | 0 | 851.8485
2070 | 0 | 1627.7168 | 0 | 1627.6604 | 0 | 1627.7728
Capitalisation rate | 33.7% | [6 empty] | Engineering Justification Summary - please provide a synopsis & share the document which articulates the full detailed explanation | [6 empty] | Company View - please provide a synopsis which details your view of how beneficial this option is.
Expenditure Profile - Summary
| 2027 | 2028 | 2029 | 2030 | 2031 | Post RIIO3
| (£m) | (£m) | (£m) | (£m) | (£m) | (£m)
Capitalised costs | 0 | 0 | 0 | 0 | 0 | 0
Non-capitalised costs | 0 | 0 | 0 | 0 | 0 | 0
| Asset Class | Unit | Comments
Output
Financial Costs
Inputs
|  |  |  | RIIO3 |  |  |  |  | RIIO4 |  |  |  |  | RIIO5 |  |  |  |  | RIIO6 |  |  |  |  | RIIO7 |  |  |  |  | RIIO8 |  |  |  |  | RIIO9 |  |  |  |  | RIIO10 |  |  |  |  | RIIO11 |  |  |  |  | RIIO12
|  |  |  | 1 | 2 | 3 | 4 | 5 | 6 | 7 | 8 | 9 | 10 | 11 | 12 | 13 | 14 | 15 | 16 | 17 | 18 | 19 | 20 | 21 | 22 | 23 | 24 | 25 | 26 | 27 | 28 | 29 | 30 | 31 | 32 | 33 | 34 | 35 | 36 | 37 | 38 | 39 | 40 | 41 | 42 | 43 | 44 | 45 | 46 | 47 | 48 | 49 | 50
| Asset Class | Intervention type |  | 2027 | 2028 | 2029 | 2030 | 2031 | 2032 | 2033 | 2034 | 2035 | 2036 | 2037 | 2038 | 2039 | 2040 | 2041 | 2042 | 2043 | 2044 | 2045 | 2046 | 2047 | 2048 | 2049 | 2050 | 2051 | 2052 | 2053 | 2054 | 2055 | 2056 | 2057 | 2058 | 2059 | 2060 | 2061 | 2062 | 2063 | 2064 | 2065 | 2066 | 2067 | 2068 | 2069 | 2070 | 2071 | 2072 | 2073 | 2074 | 2075 | 2076
Capex/Repex |  |  | £m
£m
£m
£m
£m
£m
£m
£m
£m
£m
| Total Capex | (1) | £m | 0 | 0 | 0 | 0 | 0 | 0 | 0 | 0 | 0 | 0 | 0 | 0 | 0 | 0 | 0 | 0 | 0 | 0 | 0 | 0 | 0 | 0 | 0 | 0 | 0 | 0 | 0 | 0 | 0 | 0 | 0 | 0 | 0 | 0 | 0 | 0 | 0 | 0 | 0 | 0 | 0 | 0 | 0 | 0 | 0 | 0 | 0 | 0 | 0 | 0
Associated direct opex |  |  | £m
£m
£m
£m
£m
| Total Opex |  | £m | 0 | 0 | 0 | 0 | 0 | 0 | 0 | 0 | 0 | 0 | 0 | 0 | 0 | 0 | 0 | 0 | 0 | 0 | 0 | 0 | 0 | 0 | 0 | 0 | 0 | 0 | 0 | 0 | 0 | 0 | 0 | 0 | 0 | 0 | 0 | 0 | 0 | 0 | 0 | 0 | 0 | 0 | 0 | 0 | 0 | 0 | 0 | 0 | 0 | 0
Pass through costs | Leakage |  | £m | 0 | 0 | 0 | 0 | 0 | 0 | 0 | 0 | 0 | 0 | 0 | 0 | 0 | 0 | 0 | 0 | 0 | 0 | 0 | 0 | 0 | 0 | 0 | 0 | 0 | 0 | 0 | 0 | 0 | 0 | 0 | 0 | 0 | 0 | 0 | 0 | 0 | 0 | 0 | 0 | 0 | 0 | 0 | 0 | 0 | 0 | 0 | 0 | 0 | 0
£m
| Total Pass Through Costs |  | £m | 0 | 0 | 0 | 0 | 0 | 0 | 0 | 0 | 0 | 0 | 0 | 0 | 0 | 0 | 0 | 0 | 0 | 0 | 0 | 0 | 0 | 0 | 0 | 0 | 0 | 0 | 0 | 0 | 0 | 0 | 0 | 0 | 0 | 0 | 0 | 0 | 0 | 0 | 0 | 0 | 0 | 0 | 0 | 0 | 0 | 0 | 0 | 0 | 0 | 0
Annual cost calculations |  |  |  | 2027 | 2028 | 2029 | 2030 | 2031 | 2032 | 2033 | 2034 | 2035 | 2036 | 2037 | 2038 | 2039 | 2040 | 2041 | 2042 | 2043 | 2044 | 2045 | 2046 | 2047 | 2048 | 2049 | 2050 | 2051 | 2052 | 2053 | 2054 | 2055 | 2056 | 2057 | 2058 | 2059 | 2060 | 2061 | 2062 | 2063 | 2064 | 2065 | 2066 | 2067 | 2068 | 2069 | 2070 | 2071 | 2072 | 2073 | 2074 | 2075 | 2076
| Capitalisation rates | (2) | % | 33.7% | 33.7% | 33.7% | 33.7% | 33.7% | 33.7% | 33.7% | 33.7% | 33.7% | 33.7% | 33.7% | 33.7% | 33.7% | 33.7% | 33.7% | 33.7% | 33.7% | 33.7% | 33.7% | 33.7% | 33.7% | 33.7% | 33.7% | 0% | 0% | 0% | 0% | 0% | 0% | 0% | 0% | 0% | 0% | 0% | 0% | 0% | 0% | 0% | 0% | 0% | 0% | 0% | 0% | 0% | 0% | 0% | 0% | 0% | 0% | 0%
| Capitalised investment | (3)=(1)x(2) | £m | 0 | 0 | 0 | 0 | 0 | 0 | 0 | 0 | 0 | 0 | 0 | 0 | 0 | 0 | 0 | 0 | 0 | 0 | 0 | 0 | 0 | 0 | 0 | 0 | 0 | 0 | 0 | 0 | 0 | 0 | 0 | 0 | 0 | 0 | 0 | 0 | 0 | 0 | 0 | 0 | 0 | 0 | 0 | 0 | 0 | 0 | 0 | 0 | 0 | 0
| Investment to be expensed | (4)=(1)-(3) | £m | 0 | 0 | 0 | 0 | 0 | 0 | 0 | 0 | 0 | 0 | 0 | 0 | 0 | 0 | 0 | 0 | 0 | 0 | 0 | 0 | 0 | 0 | 0 | 0 | 0 | 0 | 0 | 0 | 0 | 0 | 0 | 0 | 0 | 0 | 0 | 0 | 0 | 0 | 0 | 0 | 0 | 0 | 0 | 0 | 0 | 0 | 0 | 0 | 0 | 0
| 2027 Depreciation | (5)2027=(3)2027*Dep_ratet | £m |  | 0 | 0 | 0 | 0 | 0 | 0 | 0 | 0 | 0 | 0 | 0 | 0 | 0 | 0 | 0 | 0 | 0 | 0 | 0 | 0 | 0 | 0 | 0 | 0 | 0 | 0 | 0 | 0 | 0 | 0 | 0 | 0 | 0 | 0 | 0 | 0 | 0 | 0 | 0 | 0 | 0 | 0 | 0 | 0 | 0 | 0 | 0 | 0 | 0
| 2028 Depreciation | (5)2028=(3)2028*Dep_ratet | £m |  |  | 0 | 0 | 0 | 0 | 0 | 0 | 0 | 0 | 0 | 0 | 0 | 0 | 0 | 0 | 0 | 0 | 0 | 0 | 0 | 0 | 0 | 0 | 0 | 0 | 0 | 0 | 0 | 0 | 0 | 0 | 0 | 0 | 0 | 0 | 0 | 0 | 0 | 0 | 0 | 0 | 0 | 0 | 0 | 0 | 0 | 0 | 0 | 0
| 2029 Depreciation | (5)2029=(3)2029*Dep_ratet | £m |  |  |  | 0 | 0 | 0 | 0 | 0 | 0 | 0 | 0 | 0 | 0 | 0 | 0 | 0 | 0 | 0 | 0 | 0 | 0 | 0 | 0 | 0 | 0 | 0 | 0 | 0 | 0 | 0 | 0 | 0 | 0 | 0 | 0 | 0 | 0 | 0 | 0 | 0 | 0 | 0 | 0 | 0 | 0 | 0 | 0 | 0 | 0 | 0
| 2030 Depreciation | (5)2030=(3)2030*Dep_ratet | £m |  |  |  |  | 0 | 0 | 0 | 0 | 0 | 0 | 0 | 0 | 0 | 0 | 0 | 0 | 0 | 0 | 0 | 0 | 0 | 0 | 0 | 0 | 0 | 0 | 0 | 0 | 0 | 0 | 0 | 0 | 0 | 0 | 0 | 0 | 0 | 0 | 0 | 0 | 0 | 0 | 0 | 0 | 0 | 0 | 0 | 0 | 0 | 0
| 2031 Depreciation | (5)2031=(3)2031*Dep_ratet | £m | [5 empty] | 0 | 0 | 0 | 0 | 0 | 0 | 0 | 0 | 0 | 0 | 0 | 0 | 0 | 0 | 0 | 0 | 0 | 0 | 0 | 0 | 0 | 0 | 0 | 0 | 0 | 0 | 0 | 0 | 0 | 0 | 0 | 0 | 0 | 0 | 0 | 0 | 0 | 0 | 0 | 0 | 0 | 0 | 0 | 0 | 0
| 2032 Depreciation | (5)2032=(3)2032*Dep_ratet | £m | [6 empty] | 0 | 0 | 0 | 0 | 0 | 0 | 0 | 0 | 0 | 0 | 0 | 0 | 0 | 0 | 0 | 0 | 0 | 0 | 0 | 0 | 0 | 0 | 0 | 0 | 0 | 0 | 0 | 0 | 0 | 0 | 0 | 0 | 0 | 0 | 0 | 0 | 0 | 0 | 0 | 0 | 0 | 0 | 0 | 0
| 2033 Depreciation | (5)2033=(3)2033*Dep_ratet | £m | [7 empty] | 0 | 0 | 0 | 0 | 0 | 0 | 0 | 0 | 0 | 0 | 0 | 0 | 0 | 0 | 0 | 0 | 0 | 0 | 0 | 0 | 0 | 0 | 0 | 0 | 0 | 0 | 0 | 0 | 0 | 0 | 0 | 0 | 0 | 0 | 0 | 0 | 0 | 0 | 0 | 0 | 0 | 0 | 0
| 2034 Depreciation | (5)2034=(3)2034*Dep_ratet | £m | [8 empty] | 0 | 0 | 0 | 0 | 0 | 0 | 0 | 0 | 0 | 0 | 0 | 0 | 0 | 0 | 0 | 0 | 0 | 0 | 0 | 0 | 0 | 0 | 0 | 0 | 0 | 0 | 0 | 0 | 0 | 0 | 0 | 0 | 0 | 0 | 0 | 0 | 0 | 0 | 0 | 0 | 0 | 0
| 2035 Depreciation | (5)2035=(3)2035*Dep_ratet | £m | [9 empty] | 0 | 0 | 0 | 0 | 0 | 0 | 0 | 0 | 0 | 0 | 0 | 0 | 0 | 0 | 0 | 0 | 0 | 0 | 0 | 0 | 0 | 0 | 0 | 0 | 0 | 0 | 0 | 0 | 0 | 0 | 0 | 0 | 0 | 0 | 0 | 0 | 0 | 0 | 0 | 0 | 0
| 2036 Depreciation | (5)2036=(3)2036*Dep_ratet | £m | [10 empty] | 0 | 0 | 0 | 0 | 0 | 0 | 0 | 0 | 0 | 0 | 0 | 0 | 0 | 0 | 0 | 0 | 0 | 0 | 0 | 0 | 0 | 0 | 0 | 0 | 0 | 0 | 0 | 0 | 0 | 0 | 0 | 0 | 0 | 0 | 0 | 0 | 0 | 0 | 0 | 0
| 2037 Depreciation | (5)2037=(3)2037*Dep_ratet | £m | [11 empty] | 0 | 0 | 0 | 0 | 0 | 0 | 0 | 0 | 0 | 0 | 0 | 0 | 0 | 0 | 0 | 0 | 0 | 0 | 0 | 0 | 0 | 0 | 0 | 0 | 0 | 0 | 0 | 0 | 0 | 0 | 0 | 0 | 0 | 0 | 0 | 0 | 0 | 0 | 0
| 2038 Depreciation | (5)2038=(3)2038*Dep_ratet | £m | [12 empty] | 0 | 0 | 0 | 0 | 0 | 0 | 0 | 0 | 0 | 0 | 0 | 0 | 0 | 0 | 0 | 0 | 0 | 0 | 0 | 0 | 0 | 0 | 0 | 0 | 0 | 0 | 0 | 0 | 0 | 0 | 0 | 0 | 0 | 0 | 0 | 0 | 0 | 0
| 2039 Depreciation | (5)2039=(3)2039*Dep_ratet | £m | [13 empty] | 0 | 0 | 0 | 0 | 0 | 0 | 0 | 0 | 0 | 0 | 0 | 0 | 0 | 0 | 0 | 0 | 0 | 0 | 0 | 0 | 0 | 0 | 0 | 0 | 0 | 0 | 0 | 0 | 0 | 0 | 0 | 0 | 0 | 0 | 0 | 0 | 0
| 2040 Depreciation | (5)2040=(3)2040*Dep_ratet | £m | [14 empty] | 0 | 0 | 0 | 0 | 0 | 0 | 0 | 0 | 0 | 0 | 0 | 0 | 0 | 0 | 0 | 0 | 0 | 0 | 0 | 0 | 0 | 0 | 0 | 0 | 0 | 0 | 0 | 0 | 0 | 0 | 0 | 0 | 0 | 0 | 0 | 0
| 2041 Depreciation | (5)2041=(3)2041*Dep_ratet | £m | [15 empty] | 0 | 0 | 0 | 0 | 0 | 0 | 0 | 0 | 0 | 0 | 0 | 0 | 0 | 0 | 0 | 0 | 0 | 0 | 0 | 0 | 0 | 0 | 0 | 0 | 0 | 0 | 0 | 0 | 0 | 0 | 0 | 0 | 0 | 0 | 0
| 2042 Depreciation | (5)2042=(3)2042*Dep_ratet | £m | [16 empty] | 0 | 0 | 0 | 0 | 0 | 0 | 0 | 0 | 0 | 0 | 0 | 0 | 0 | 0 | 0 | 0 | 0 | 0 | 0 | 0 | 0 | 0 | 0 | 0 | 0 | 0 | 0 | 0 | 0 | 0 | 0 | 0 | 0 | 0
| 2043 Depreciation | (5)2043=(3)2043*Dep_ratet | £m | [17 empty] | 0 | 0 | 0 | 0 | 0 | 0 | 0 | 0 | 0 | 0 | 0 | 0 | 0 | 0 | 0 | 0 | 0 | 0 | 0 | 0 | 0 | 0 | 0 | 0 | 0 | 0 | 0 | 0 | 0 | 0 | 0 | 0 | 0
| 2044 Depreciation | (5)2044=(3)2044*Dep_ratet | £m | [18 empty] | 0 | 0 | 0 | 0 | 0 | 0 | 0 | 0 | 0 | 0 | 0 | 0 | 0 | 0 | 0 | 0 | 0 | 0 | 0 | 0 | 0 | 0 | 0 | 0 | 0 | 0 | 0 | 0 | 0 | 0 | 0 | 0
| 2045 Depreciation | (5)2045=(3)2045*Dep_ratet | £m | [19 empty] | 0 | 0 | 0 | 0 | 0 | 0 | 0 | 0 | 0 | 0 | 0 | 0 | 0 | 0 | 0 | 0 | 0 | 0 | 0 | 0 | 0 | 0 | 0 | 0 | 0 | 0 | 0 | 0 | 0 | 0 | 0
| 2046 Depreciation | (5)2046=(3)2046*Dep_ratet | £m | [20 empty] | 0 | 0 | 0 | 0 | 0 | 0 | 0 | 0 | 0 | 0 | 0 | 0 | 0 | 0 | 0 | 0 | 0 | 0 | 0 | 0 | 0 | 0 | 0 | 0 | 0 | 0 | 0 | 0 | 0 | 0
| 2047 Depreciation | (5)2047=(3)2047*Dep_ratet | £m | 2048: 0; 2049: 0; 2050: 0; 2051: 0; 2052: 0; 2053: 0; 2054: 0; 2055: 0; 2056: 0; 2057: 0; 2058: 0; 2059: 0; 2060: 0; 2061: 0; 2062: 0; 2063: 0; 2064: 0; 2065: 0; 2066: 0; 2067: 0; 2068: 0; 2069: 0; 2070: 0; 2071: 0; 2072: 0; 2073: 0; 2074: 0; 2075: 0; 2076: 0
| 2048 Depreciation | (5)2048=(3)2048*Dep_ratet | £m | 2049: 0; 2050: 0; 2051: 0; 2052: 0; 2053: 0; 2054: 0; 2055: 0; 2056: 0; 2057: 0; 2058: 0; 2059: 0; 2060: 0; 2061: 0; 2062: 0; 2063: 0; 2064: 0; 2065: 0; 2066: 0; 2067: 0; 2068: 0; 2069: 0; 2070: 0; 2071: 0; 2072: 0; 2073: 0; 2074: 0; 2075: 0; 2076: 0
| 2049 Depreciation | (5)2049=(3)2049*Dep_ratet | £m | 2050: 0; 2051: 0; 2052: 0; 2053: 0; 2054: 0; 2055: 0; 2056: 0; 2057: 0; 2058: 0; 2059: 0; 2060: 0; 2061: 0; 2062: 0; 2063: 0; 2064: 0; 2065: 0; 2066: 0; 2067: 0; 2068: 0; 2069: 0; 2070: 0; 2071: 0; 2072: 0; 2073: 0; 2074: 0; 2075: 0; 2076: 0
| 2050 Depreciation | (5)2050=(3)2050*Dep_ratet | £m
| 2051 Depreciation | (5)2051=(3)2051*Dep_ratet | £m
| 2052 Depreciation | (5)2052=(3)2052*Dep_ratet | £m
| 2053 Depreciation | (5)2053=(3)2053*Dep_ratet | £m
| 2054 Depreciation | (5)2054=(3)2054*Dep_ratet | £m
| 2055 Depreciation | (5)2055=(3)2055*Dep_ratet | £m
| 2056 Depreciation | (5)2056=(3)2056*Dep_ratet | £m
| 2057 Depreciation | (5)2057=(3)2057*Dep_ratet | £m
| 2058 Depreciation | (5)2058=(3)2058*Dep_ratet | £m
| 2059 Depreciation | (5)2059=(3)2059*Dep_ratet | £m
| 2060 Depreciation | (5)2060=(3)2060*Dep_ratet | £m
| 2061 Depreciation | (5)2061=(3)2061*Dep_ratet | £m
| 2062 Depreciation | (5)2062=(3)2062*Dep_ratet | £m
| 2063 Depreciation | (5)2063=(3)2063*Dep_ratet | £m
| 2064 Depreciation | (5)2064=(3)2064*Dep_ratet | £m
| 2065 Depreciation | (5)2065=(3)2065*Dep_ratet | £m
| 2066 Depreciation | (5)2066=(3)2066*Dep_ratet | £m
| 2067 Depreciation | (5)2067=(3)2067*Dep_ratet | £m
| 2068 Depreciation | (5)2068=(3)2068*Dep_ratet | £m
| 2069 Depreciation | (5)2069=(3)2069*Dep_ratet | £m
| 2070 Depreciation | (5)2070=(3)2070*Dep_ratet | £m
| Depreciation | (5)=∑(5)t | £m | 0 | 0 | 0 | 0 | 0 | 0 | 0 | 0 | 0 | 0 | 0 | 0 | 0 | 0 | 0 | 0 | 0 | 0 | 0 | 0 | 0 | 0 | 0 | 0 | 0 | 0 | 0 | 0 | 0 | 0 | 0 | 0 | 0 | 0 | 0 | 0 | 0 | 0 | 0 | 0 | 0 | 0 | 0 | 0 | 0 | 0 | 0 | 0 | 0 | 0
| Opening RAV balance | (6op)t=(6cl)t-1 | £m | 0 | 0 | 0 | 0 | 0 | 0 | 0 | 0 | 0 | 0 | 0 | 0 | 0 | 0 | 0 | 0 | 0 | 0 | 0 | 0 | 0 | 0 | 0 | 0 | 0 | 0 | 0 | 0 | 0 | 0 | 0 | 0 | 0 | 0 | 0 | 0 | 0 | 0 | 0 | 0 | 0 | 0 | 0 | 0 | 0 | 0 | 0 | 0 | 0 | 0
| Discounted RAV balance | (6D)=(6cl)*(1/1+WACC)) | £m | 0 | 0 | 0 | 0 | 0 | 0 | 0 | 0 | 0 | 0 | 0 | 0 | 0 | 0 | 0 | 0 | 0 | 0 | 0 | 0 | 0 | 0 | 0 | 0 | 0 | 0 | 0 | 0 | 0 | 0 | 0 | 0 | 0 | 0 | 0 | 0 | 0 | 0 | 0 | 0 | 0 | 0 | 0 | 0 | 0 | 0 | 0 | 0 | 0 | 0
| Closing RAV balance | (6cl)=(3)-(5)+(6op) | £m | 0 | 0 | 0 | 0 | 0 | 0 | 0 | 0 | 0 | 0 | 0 | 0 | 0 | 0 | 0 | 0 | 0 | 0 | 0 | 0 | 0 | 0 | 0 | 0 | 0 | 0 | 0 | 0 | 0 | 0 | 0 | 0 | 0 | 0 | 0 | 0 | 0 | 0 | 0 | 0 | 0 | 0 | 0 | 0 | 0 | 0 | 0 | 0 | 0 | 0
| Cost of Capital | (6)=avg[(6D),(6op)]xWACC | £m | 0 | 0 | 0 | 0 | 0 | 0 | 0 | 0 | 0 | 0 | 0 | 0 | 0 | 0 | 0 | 0 | 0 | 0 | 0 | 0 | 0 | 0 | 0 | 0 | 0 | 0 | 0 | 0 | 0 | 0 | 0 | 0 | 0 | 0 | 0 | 0 | 0 | 0 | 0 | 0 | 0 | 0 | 0 | 0 | 0 | 0 | 0 | 0 | 0 | 0
| Total Capitalised Costs | (7)=(5)+(6) | £m | 0 | 0 | 0 | 0 | 0 | 0 | 0 | 0 | 0 | 0 | 0 | 0 | 0 | 0 | 0 | 0 | 0 | 0 | 0 | 0 | 0 | 0 | 0 | 0 | 0 | 0 | 0 | 0 | 0 | 0 | 0 | 0 | 0 | 0 | 0 | 0 | 0 | 0 | 0 | 0 | 0 | 0 | 0 | 0 | 0 | 0 | 0 | 0 | 0 | 0
| Total Non-Capitalised Costs |  |  | 0 | 0 | 0 | 0 | 0 | 0 | 0 | 0 | 0 | 0 | 0 | 0 | 0 | 0 | 0 | 0 | 0 | 0 | 0 | 0 | 0 | 0 | 0 | 0 | 0 | 0 | 0 | 0 | 0 | 0 | 0 | 0 | 0 | 0 | 0 | 0 | 0 | 0 | 0 | 0 | 0 | 0 | 0 | 0 | 0 | 0 | 0 | 0 | 0 | 0
| Total Direct Costs |  |  | 0 | 0 | 0 | 0 | 0 | 0 | 0 | 0 | 0 | 0 | 0 | 0 | 0 | 0 | 0 | 0 | 0 | 0 | 0 | 0 | 0 | 0 | 0 | 0 | 0 | 0 | 0 | 0 | 0 | 0 | 0 | 0 | 0 | 0 | 0 | 0 | 0 | 0 | 0 | 0 | 0 | 0 | 0 | 0 | 0 | 0 | 0 | 0 | 0 | 0
Non-Financial Costs/Benefits
Calculated values
| Category | Description |  | 2027 | 2028 | 2029 | 2030 | 2031 | 2032 | 2033 | 2034 | 2035 | 2036 | 2037 | 2038 | 2039 | 2040 | 2041 | 2042 | 2043 | 2044 | 2045 | 2046 | 2047 | 2048 | 2049 | 2050 | 2051 | 2052 | 2053 | 2054 | 2055 | 2056 | 2057 | 2058 | 2059 | 2060 | 2061 | 2062 | 2063 | 2064 | 2065 | 2066 | 2067 | 2068 | 2069 | 2070 | 2071 | 2072 | 2073 | 2074 | 2075 | 2076
Non-financial benefits/costs - values | Environmental | Leakage | £m | 0 | 0 | 0 | 0 | 0 | 0 | 0 | 0 | 0 | 0 | 0 | 0 | 0 | 0 | 0 | 0 | 0 | 0 | 0 | 0 | 0 | 0 | 0 | 0 | 0 | 0 | 0 | 0 | 0 | 0 | 0 | 0 | 0 | 0 | 0 | 0 | 0 | 0 | 0 | 0 | 0 | 0 | 0 | 0 | 0 | 0 | 0 | 0 | 0 | 0
| Environmental |  | £m
| Environmental |  | £m
| Safety | Fatality risk | £m | 0 | 0 | 0 | 0 | 0 | 0 | 0 | 0 | 0 | 0 | 0 | 0 | 0 | 0 | 0 | 0 | 0 | 0 | 0 | 0 | 0 | 0 | 0 | 0 | 0 | 0 | 0 | 0 | 0 | 0 | 0 | 0 | 0 | 0 | 0 | 0 | 0 | 0 | 0 | 0 | 0 | 0 | 0 | 0 | 0 | 0 | 0 | 0 | 0 | 0
| Safety | Non-Fatality risk | £m | 0 | 0 | 0 | 0 | 0 | 0 | 0 | 0 | 0 | 0 | 0 | 0 | 0 | 0 | 0 | 0 | 0 | 0 | 0 | 0 | 0 | 0 | 0 | 0 | 0 | 0 | 0 | 0 | 0 | 0 | 0 | 0 | 0 | 0 | 0 | 0 | 0 | 0 | 0 | 0 | 0 | 0 | 0 | 0 | 0 | 0 | 0 | 0 | 0 | 0
| Safety |  | £m
| Safety |  | £m
| Financial | NGN VF Financial Risk | £m
| Financial | NGN VF Customer Risk | £m
| Financial | NGN VF Compliance Risk | £m
| Other |  | £m
| Other |  | £m
Inputs
| Category | Description |  | 2027 | 2028 | 2029 | 2030 | 2031 | 2032 | 2033 | 2034 | 2035 | 2036 | 2037 | 2038 | 2039 | 2040 | 2041 | 2042 | 2043 | 2044 | 2045 | 2046 | 2047 | 2048 | 2049 | 2050 | 2051 | 2052 | 2053 | 2054 | 2055 | 2056 | 2057 | 2058 | 2059 | 2060 | 2061 | 2062 | 2063 | 2064 | 2065 | 2066 | 2067 | 2068 | 2069 | 2070 | 2071 | 2072 | 2073 | 2074 | 2075 | 2076
Non-financial benefits/costs - inputs | Environmental | Leakage | GWh
Environmental
Environmental
| Safety | Fatality risk
| Safety | Non-Fatality risk
Safety
Safety
Other
Other
Other
Other
Other
Alternative carbon calculations |  |  |  | 2027 | 2028 | 2029 | 2030 | 2031 | 2032 | 2033 | 2034 | 2035 | 2036 | 2037 | 2038 | 2039 | 2040 | 2041 | 2042 | 2043 | 2044 | 2045 | 2046 | 2047 | 2048 | 2049 | 2050 | 2051 | 2052 | 2053 | 2054 | 2055 | 2056 | 2057 | 2058 | 2059 | 2060 | 2061 | 2062 | 2063 | 2064 | 2065 | 2066 | 2067 | 2068 | 2069 | 2070 | 2071 | 2072 | 2073 | 2074 | 2075 | 2076
Environmental costs - low CO2 cost | Environmental | Leakage | £m | 0 | 0 | 0 | 0 | 0 | 0 | 0 | 0 | 0 | 0 | 0 | 0 | 0 | 0 | 0 | 0 | 0 | 0 | 0 | 0 | 0 | 0 | 0 | 0 | 0 | 0 | 0 | 0 | 0 | 0 | 0 | 0 | 0 | 0 | 0 | 0 | 0 | 0 | 0 | 0 | 0 | 0 | 0 | 0 | 0 | 0 | 0 | 0 | 0 | 0
| Environmental |  | £m
| Environmental |  | £m
Environmental costs - high CO2 cost | Environmental | Leakage | £m | 0 | 0 | 0 | 0 | 0 | 0 | 0 | 0 | 0 | 0 | 0 | 0 | 0 | 0 | 0 | 0 | 0 | 0 | 0 | 0 | 0 | 0 | 0 | 0 | 0 | 0 | 0 | 0 | 0 | 0 | 0 | 0 | 0 | 0 | 0 | 0 | 0 | 0 | 0 | 0 | 0 | 0 | 0 | 0 | 0 | 0 | 0 | 0 | 0 | 0
| Environmental |  | £m
| Environmental |  | £m
Net Present Values
Discount factors and summary
|  |  |  | 2027 | 2028 | 2029 | 2030 | 2031 | 2032 | 2033 | 2034 | 2035 | 2036 | 2037 | 2038 | 2039 | 2040 | 2041 | 2042 | 2043 | 2044 | 2045 | 2046 | 2047 | 2048 | 2049 | 2050 | 2051 | 2052 | 2053 | 2054 | 2055 | 2056 | 2057 | 2058 | 2059 | 2060 | 2061 | 2062 | 2063 | 2064 | 2065 | 2066 | 2067 | 2068 | 2069 | 2070 | 2071 | 2072 | 2073 | 2074 | 2075 | 2076
Discount factors | Discount factor (Non-Safety) | =1/[(1+SRTP)^n] | % | 100% | 96.62% | 93.35% | 90.19% | 87.14% | 84.2% | 81.35% | 78.6% | 75.94% | 73.37% | 70.89% | 68.49% | 66.18% | 63.94% | 61.78% | 59.69% | 57.67% | 55.72% | 53.84% | 52.02% | 50.26% | 48.56% | 46.92% | 45.33% | 43.8% | 42.31% | 40.88% | 39.5% | 38.17% | 36.87% | 35.63% | 34.59% | 33.58% | 32.6% | 31.65% | 30.73% | 29.84% | 28.97% | 28.12% | 27.31% | 26.51% | 25.74% | 24.99% | 24.26% | 23.55% | 22.87% | 22.2% | 21.56% | 20.93% | 20.32%
| Discount factor (Safety) | =1/[(1+HDR)^n] | % | 100% | 98.52% | 97.07% | 95.63% | 94.22% | 92.83% | 91.45% | 90.1% | 88.77% | 87.46% | 86.17% | 84.89% | 83.64% | 82.4% | 81.18% | 79.99% | 78.8% | 77.64% | 76.49% | 75.36% | 74.25% | 73.15% | 72.07% | 71% | 69.95% | 68.92% | 67.9% | 66.9% | 65.91% | 64.94% | 63.98% | 63.16% | 62.36% | 61.57% | 60.79% | 60.02% | 59.25% | 58.5% | 57.76% | 57.03% | 56.3% | 55.59% | 54.88% | 54.18% | 53.5% | 52.82% | 52.15% | 51.48% | 50.83% | 50.19%
Summary of discounted costs/benefits | Capex |  | £m | 0 | 0 | 0 | 0 | 0 | 0 | 0 | 0 | 0 | 0 | 0 | 0 | 0 | 0 | 0 | 0 | 0 | 0 | 0 | 0 | 0 | 0 | 0 | 0 | 0 | 0 | 0 | 0 | 0 | 0 | 0 | 0 | 0 | 0 | 0 | 0 | 0 | 0 | 0 | 0 | 0 | 0 | 0 | 0 | 0 | 0 | 0 | 0 | 0 | 0
| Opex |  | £m | 0 | 0 | 0 | 0 | 0 | 0 | 0 | 0 | 0 | 0 | 0 | 0 | 0 | 0 | 0 | 0 | 0 | 0 | 0 | 0 | 0 | 0 | 0 | 0 | 0 | 0 | 0 | 0 | 0 | 0 | 0 | 0 | 0 | 0 | 0 | 0 | 0 | 0 | 0 | 0 | 0 | 0 | 0 | 0 | 0 | 0 | 0 | 0 | 0 | 0
| Pass Through Costs |  | £m | 0 | 0 | 0 | 0 | 0 | 0 | 0 | 0 | 0 | 0 | 0 | 0 | 0 | 0 | 0 | 0 | 0 | 0 | 0 | 0 | 0 | 0 | 0 | 0 | 0 | 0 | 0 | 0 | 0 | 0 | 0 | 0 | 0 | 0 | 0 | 0 | 0 | 0 | 0 | 0 | 0 | 0 | 0 | 0 | 0 | 0 | 0 | 0 | 0 | 0
| Environmental - central CO2 cost |  | £m | 0 | 0 | 0 | 0 | 0 | 0 | 0 | 0 | 0 | 0 | 0 | 0 | 0 | 0 | 0 | 0 | 0 | 0 | 0 | 0 | 0 | 0 | 0 | 0 | 0 | 0 | 0 | 0 | 0 | 0 | 0 | 0 | 0 | 0 | 0 | 0 | 0 | 0 | 0 | 0 | 0 | 0 | 0 | 0 | 0 | 0 | 0 | 0 | 0 | 0
| Environmental - low CO2 cost |  | £m | 0 | 0 | 0 | 0 | 0 | 0 | 0 | 0 | 0 | 0 | 0 | 0 | 0 | 0 | 0 | 0 | 0 | 0 | 0 | 0 | 0 | 0 | 0 | 0 | 0 | 0 | 0 | 0 | 0 | 0 | 0 | 0 | 0 | 0 | 0 | 0 | 0 | 0 | 0 | 0 | 0 | 0 | 0 | 0 | 0 | 0 | 0 | 0 | 0 | 0
| Environmental - high CO2 cost |  | £m | 0 | 0 | 0 | 0 | 0 | 0 | 0 | 0 | 0 | 0 | 0 | 0 | 0 | 0 | 0 | 0 | 0 | 0 | 0 | 0 | 0 | 0 | 0 | 0 | 0 | 0 | 0 | 0 | 0 | 0 | 0 | 0 | 0 | 0 | 0 | 0 | 0 | 0 | 0 | 0 | 0 | 0 | 0 | 0 | 0 | 0 | 0 | 0 | 0 | 0
| Safety |  | £m | 0 | 0 | 0 | 0 | 0 | 0 | 0 | 0 | 0 | 0 | 0 | 0 | 0 | 0 | 0 | 0 | 0 | 0 | 0 | 0 | 0 | 0 | 0 | 0 | 0 | 0 | 0 | 0 | 0 | 0 | 0 | 0 | 0 | 0 | 0 | 0 | 0 | 0 | 0 | 0 | 0 | 0 | 0 | 0 | 0 | 0 | 0 | 0 | 0 | 0
| Financial |  | £m | 0 | 0 | 0 | 0 | 0 | 0 | 0 | 0 | 0 | 0 | 0 | 0 | 0 | 0 | 0 | 0 | 0 | 0 | 0 | 0 | 0 | 0 | 0 | 0 | 0 | 0 | 0 | 0 | 0 | 0 | 0 | 0 | 0 | 0 | 0 | 0 | 0 | 0 | 0 | 0 | 0 | 0 | 0 | 0 | 0 | 0 | 0 | 0 | 0 | 0
| Other |  | £m | 0 | 0 | 0 | 0 | 0 | 0 | 0 | 0 | 0 | 0 | 0 | 0 | 0 | 0 | 0 | 0 | 0 | 0 | 0 | 0 | 0 | 0 | 0 | 0 | 0 | 0 | 0 | 0 | 0 | 0 | 0 | 0 | 0 | 0 | 0 | 0 | 0 | 0 | 0 | 0 | 0 | 0 | 0 | 0 | 0 | 0 | 0 | 0 | 0 | 0
Annual Total | Total - central carbon cost |  | £m | 0 | 0 | 0 | 0 | 0 | 0 | 0 | 0 | 0 | 0 | 0 | 0 | 0 | 0 | 0 | 0 | 0 | 0 | 0 | 0 | 0 | 0 | 0 | 0 | 0 | 0 | 0 | 0 | 0 | 0 | 0 | 0 | 0 | 0 | 0 | 0 | 0 | 0 | 0 | 0 | 0 | 0 | 0 | 0 | 0 | 0 | 0 | 0 | 0 | 0
| Total - low carbon cost |  | £m | 0 | 0 | 0 | 0 | 0 | 0 | 0 | 0 | 0 | 0 | 0 | 0 | 0 | 0 | 0 | 0 | 0 | 0 | 0 | 0 | 0 | 0 | 0 | 0 | 0 | 0 | 0 | 0 | 0 | 0 | 0 | 0 | 0 | 0 | 0 | 0 | 0 | 0 | 0 | 0 | 0 | 0 | 0 | 0 | 0 | 0 | 0 | 0 | 0 | 0
| Total - high carbon cost |  | £m | 0 | 0 | 0 | 0 | 0 | 0 | 0 | 0 | 0 | 0 | 0 | 0 | 0 | 0 | 0 | 0 | 0 | 0 | 0 | 0 | 0 | 0 | 0 | 0 | 0 | 0 | 0 | 0 | 0 | 0 | 0 | 0 | 0 | 0 | 0 | 0 | 0 | 0 | 0 | 0 | 0 | 0 | 0 | 0 | 0 | 0 | 0 | 0 | 0 | 0
Net Present Value | NPV - central carbon cost |  | £m | 0 | 0 | 0 | 0 | 0 | 0 | 0 | 0 | 0 | 0 | 0 | 0 | 0 | 0 | 0 | 0 | 0 | 0 | 0 | 0 | 0 | 0 | 0 | 0 | 0 | 0 | 0 | 0 | 0 | 0 | 0 | 0 | 0 | 0 | 0 | 0 | 0 | 0 | 0 | 0 | 0 | 0 | 0 | 0 | 0 | 0 | 0 | 0 | 0 | 0
| NPV - low carbon cost |  | £m | 0 | 0 | 0 | 0 | 0 | 0 | 0 | 0 | 0 | 0 | 0 | 0 | 0 | 0 | 0 | 0 | 0 | 0 | 0 | 0 | 0 | 0 | 0 | 0 | 0 | 0 | 0 | 0 | 0 | 0 | 0 | 0 | 0 | 0 | 0 | 0 | 0 | 0 | 0 | 0 | 0 | 0 | 0 | 0 | 0 | 0 | 0 | 0 | 0 | 0
| NPV - high carbon cost |  | £m | 0 | 0 | 0 | 0 | 0 | 0 | 0 | 0 | 0 | 0 | 0 | 0 | 0 | 0 | 0 | 0 | 0 | 0 | 0 | 0 | 0 | 0 | 0 | 0 | 0 | 0 | 0 | 0 | 0 | 0 | 0 | 0 | 0 | 0 | 0 | 0 | 0 | 0 | 0 | 0 | 0 | 0 | 0 | 0 | 0 | 0 | 0 | 0 | 0 | 0
Comparison to baseline
|  |  |  | 2027 | 2028 | 2029 | 2030 | 2031 | 2032 | 2033 | 2034 | 2035 | 2036 | 2037 | 2038 | 2039 | 2040 | 2041 | 2042 | 2043 | 2044 | 2045 | 2046 | 2047 | 2048 | 2049 | 2050 | 2051 | 2052 | 2053 | 2054 | 2055 | 2056 | 2057 | 2058 | 2059 | 2060 | 2061 | 2062 | 2063 | 2064 | 2065 | 2066 | 2067 | 2068 | 2069 | 2070 | 2071 | 2072 | 2073 | 2074 | 2075 | 2076
Summary of discounted costs/benefits | Capex |  | £m | 0 | 0 | 0 | 0 | 0 | 0 | 0 | 0 | 0 | 0 | 0 | 0 | 0 | 0 | 0 | 0 | 0 | 0 | 0 | 0 | 0 | 0 | 0 | 0 | 0 | 0 | 0 | 0 | 0 | 0 | 0 | 0 | 0 | 0 | 0 | 0 | 0 | 0 | 0 | 0 | 0 | 0 | 0 | 0 | 0 | 0 | 0 | 0 | 0 | 0
| Opex |  | £m | 0 | 0 | 0 | 0 | 0 | 0 | 0 | 0 | 0 | 0 | 0 | 0 | 0 | 0 | 0 | 0 | 0 | 0 | 0 | 0 | 0 | 0 | 0 | 0 | 0 | 0 | 0 | 0 | 0 | 0 | 0 | 0 | 0 | 0 | 0 | 0 | 0 | 0 | 0 | 0 | 0 | 0 | 0 | 0 | 0 | 0 | 0 | 0 | 0 | 0
| Pass Through Costs |  | £m | 0.00020618 | 0.00020836 | 0.00021061 | 0.00021294 | 0.00021536 | 0.00021786 | 0.00022045 | 0.00022313 | 0.00022588 | 0.00022872 | 0.00023164 | 0.00023464 | 0.00023772 | 0.00024088 | 0.00024413 | 0.00024746 | 0.00025087 | 0.00025436 | 0.00025794 | 0.00026161 | 0.00026536 | 0.0002692 | 0.00027312 | 0.00027713 | 0.00030549 | 0.00031009 | 0.00031478 | 0.00031958 | 0.00032447 | 0.00032946 | 0.00033456 | 0.0003414 | 0.00034841 | 0.00035559 | 0.00036293 | 0.00037045 | 0.00037814 | 0.00038601 | 0.00039407 | 0.00040231 | 0.00041075 | 0.00041938 | 0.0004282 | 0.00043723 | 0.00044647 | 0.00045592 | 0.00046558 | 0.00047546 | 0.00048557 | 0.00049589
| Environmental - central CO2 cost |  | £m | 0.0012294 | 0.0012645 | 0.001296 | 0.0013284 | 0.0013664 | 0.0014053 | 0.0014408 | 0.0014819 | 0.0015242 | 0.0015627 | 0.0016073 | 0.001653 | 0.0016999 | 0.0017532 | 0.0018027 | 0.0018535 | 0.0019057 | 0.0019647 | 0.0020197 | 0.0020817 | 0.0021397 | 0.0022049 | 0.0022718 | 0.0023404 | 0.0026173 | 0.0026951 | 0.0027754 | 0.0028577 | 0.0029418 | 0.0030281 | 0.0031166 | 0.003223 | 0.0033326 | 0.0034456 | 0.003562 | 0.003682 | 0.0038056 | 0.0039329 | 0.0040641 | 0.0041993 | 0.0043386 | 0.004482 | 0.0046297 | 0.0047819 | 0.0049386 | 0.0050999 | 0.005266 | 0.0054371 | 0.0056132 | 0.0057944
| Environmental - low CO2 cost |  | £m | 0.00061567 | 0.00063163 | 0.00064819 | 0.00066535 | 0.00068314 | 0.00070158 | 0.00072075 | 0.00074061 | 0.00076117 | 0.00078247 | 0.00080452 | 0.00082735 | 0.00085098 | 0.00087543 | 0.00090054 | 0.00092651 | 0.00095338 | 0.00098116 | 0.0010099 | 0.0010396 | 0.0010703 | 0.0011021 | 0.0011349 | 0.0011689 | 0.001307 | 0.0013456 | 0.0013852 | 0.0014259 | 0.0014676 | 0.0015103 | 0.0015541 | 0.0016068 | 0.0016611 | 0.0017171 | 0.0017747 | 0.0018342 | 0.0018954 | 0.0019585 | 0.0020234 | 0.0020904 | 0.0021593 | 0.0022303 | 0.0023035 | 0.0023788 | 0.0024564 | 0.0025362 | 0.0026185 | 0.0027031 | 0.0027903 | 0.00288
| Environmental - high CO2 cost |  | £m | 0.001847 | 0.0018949 | 0.0019446 | 0.001996 | 0.0020494 | 0.0021048 | 0.0021623 | 0.0022218 | 0.0022835 | 0.0023474 | 0.0024136 | 0.002482 | 0.0025529 | 0.0026263 | 0.0027016 | 0.0027795 | 0.0028601 | 0.0029435 | 0.0030297 | 0.0031188 | 0.003211 | 0.0033063 | 0.0034048 | 0.0035066 | 0.0039209 | 0.0040367 | 0.0041557 | 0.0042777 | 0.0044028 | 0.0045309 | 0.0046624 | 0.0048205 | 0.0049834 | 0.0051512 | 0.0053242 | 0.0055025 | 0.0056862 | 0.0058754 | 0.0060703 | 0.0062712 | 0.006478 | 0.006691 | 0.0069105 | 0.0071364 | 0.0073691 | 0.0076087 | 0.0078554 | 0.0081094 | 0.0083709 | 0.0086399
| Safety |  | £m | 0.43055 | 0.44568 | 0.46138 | 0.47767 | 0.49457 | 0.51211 | 0.51403 | 0.50944 | 0.50502 | 0.50078 | 0.49673 | 0.49286 | 0.48895 | 0.48406 | 0.47932 | 0.47475 | 0.4702 | 0.46514 | 0.46022 | 0.45545 | 0.45083 | 0.44634 | 0.44201 | 0.43782 | 3.9034 | 3.8485 | 3.7945 | 3.7414 | 3.6892 | 3.6378 | 3.5874 | 3.5452 | 3.5038 | 3.463 | 3.4229 | 3.3834 | 3.3446 | 3.3065 | 3.269 | 3.2322 | 3.196 | 3.1604 | 3.1255 | 3.0913 | 3.0577 | 3.0247 | 2.9924 | 2.9608 | 2.9298 | 2.8991
| Financial |  |  | 5.8794 | 5.9672 | 6.0569 | 6.1485 | 6.2421 | 6.3375 | 6.3534 | 6.3385 | 6.3274 | 6.3201 | 6.3166 | 6.3168 | 6.3191 | 6.318 | 6.3205 | 6.3266 | 6.3359 | 6.347 | 6.3616 | 6.3795 | 6.4007 | 6.4253 | 6.4531 | 6.484 | 63.0641 | 63.4289 | 63.8236 | 64.248 | 64.7016 | 65.1843 | 65.6959 | 66.5576 | 67.4548 | 68.3879 | 69.3571 | 70.3628 | 71.4052 | 72.4849 | 73.6021 | 74.7573 | 75.951 | 77.1835 | 78.4554 | 79.7672 | 81.1193 | 82.5123 | 83.9468 | 85.4234 | 86.9289 | 88.4681
| Other |  | £m | 0 | 0 | 0 | 0 | 0 | 0 | 0 | 0 | 0 | 0 | 0 | 0 | 0 | 0 | 0 | 0 | 0 | 0 | 0 | 0 | 0 | 0 | 0 | 0 | 0 | 0 | 0 | 0 | 0 | 0 | 0 | 0 | 0 | 0 | 0 | 0 | 0 | 0 | 0 | 0 | 0 | 0 | 0 | 0 | 0 | 0 | 0 | 0 | 0 | 0
Annual Total | Total - central carbon cost |  | £m | 6.3114 | 6.4144 | 6.5198 | 6.6278 | 6.7382 | 6.8512 | 6.8691 | 6.8496 | 6.8342 | 6.8227 | 6.8152 | 6.8115 | 6.81 | 6.8041 | 6.8019 | 6.8035 | 6.8083 | 6.8144 | 6.8241 | 6.8373 | 6.854 | 6.8741 | 6.8976 | 6.9245 | 66.9705 | 67.2805 | 67.6212 | 67.9925 | 68.394 | 68.8255 | 69.2867 | 70.1064 | 70.9623 | 71.8547 | 72.7839 | 73.7503 | 74.7541 | 75.7957 | 76.8756 | 77.9941 | 79.1517 | 80.3489 | 81.586 | 82.8637 | 84.1824 | 85.5426 | 86.945 | 88.3901 | 89.8648 | 91.3735
| Total - low carbon cost |  | £m | 6.3108 | 6.4137 | 6.5192 | 6.6271 | 6.7375 | 6.8505 | 6.8684 | 6.8489 | 6.8334 | 6.8219 | 6.8144 | 6.8107 | 6.8092 | 6.8032 | 6.801 | 6.8025 | 6.8073 | 6.8134 | 6.8231 | 6.8363 | 6.8529 | 6.873 | 6.8965 | 6.9233 | 66.9692 | 67.2791 | 67.6198 | 67.9911 | 68.3926 | 68.824 | 69.2851 | 70.1048 | 70.9606 | 71.853 | 72.7821 | 73.7484 | 74.7521 | 75.7937 | 76.8735 | 77.992 | 79.1495 | 80.3466 | 81.5837 | 82.8613 | 84.1799 | 85.5401 | 86.9424 | 88.3874 | 89.8619 | 91.3706
| Total - high carbon cost |  | £m | 6.312 | 6.415 | 6.5205 | 6.6284 | 6.7389 | 6.8519 | 6.8698 | 6.8503 | 6.8349 | 6.8235 | 6.816 | 6.8123 | 6.8109 | 6.8049 | 6.8028 | 6.8044 | 6.8092 | 6.8154 | 6.8251 | 6.8383 | 6.855 | 6.8752 | 6.8987 | 6.9256 | 66.9718 | 67.2818 | 67.6226 | 67.9939 | 68.3955 | 68.827 | 69.2882 | 70.108 | 70.964 | 71.8564 | 72.7857 | 73.7521 | 74.7559 | 75.7976 | 76.8776 | 77.9962 | 79.1538 | 80.3511 | 81.5883 | 82.866 | 84.1848 | 85.5451 | 86.9476 | 88.3928 | 89.8675 | 91.3764
Net Present Value | Total - central carbon cost |  | £m | 6.3114 | 12.7257 | 19.2456 | 25.8733 | 32.6115 | 39.4628 | 46.3319 | 53.1815 | 60.0156 | 66.8383 | 73.6535 | 80.465 | 87.275 | 94.0791 | 100.881 | 107.6845 | 114.4927 | 121.3071 | 128.1312 | 134.9685 | 141.8225 | 148.6966 | 155.5942 | 162.5187 | 229.4891 | 296.7696 | 364.3908 | 432.3833 | 500.7774 | 569.6029 | 638.8896 | 708.996 | 779.9583 | 851.813 | 924.5969 | 998.3472 | 1073.1012 | 1148.8969 | 1225.7725 | 1303.7666 | 1382.9183 | 1463.2672 | 1544.8532 | 1627.7168 | 1711.8992 | 1797.4418 | 1884.3869 | 1972.777 | 2062.6417 | 2154.0152
| Total - low carbon cost |  | £m | 6.3108 | 12.7245 | 19.2437 | 25.8708 | 32.6083 | 39.4588 | 46.3272 | 53.1761 | 60.0095 | 66.8314 | 73.6457 | 80.4564 | 87.2656 | 94.0688 | 100.8698 | 107.6723 | 114.4796 | 121.293 | 128.1161 | 134.9524 | 141.8053 | 148.6783 | 155.5747 | 162.4981 | 229.4672 | 296.7463 | 364.3662 | 432.3573 | 500.7498 | 569.5738 | 638.8589 | 708.9637 | 779.9243 | 851.7773 | 924.5595 | 998.3079 | 1073.06 | 1148.8537 | 1225.7273 | 1303.7193 | 1382.8688 | 1463.2154 | 1544.7991 | 1627.6604 | 1711.8402 | 1797.3803 | 1884.3227 | 1972.7101 | 2062.572 | 2153.9426
| Total - high carbon cost |  | £m | 6.312 | 12.727 | 19.2475 | 25.8759 | 32.6148 | 39.4667 | 46.3366 | 53.1869 | 60.0218 | 66.8453 | 73.6613 | 80.4736 | 87.2845 | 94.0894 | 100.8922 | 107.6966 | 114.5058 | 121.3212 | 128.1463 | 134.9846 | 141.8397 | 148.7149 | 155.6136 | 162.5392 | 229.511 | 296.7928 | 364.4154 | 432.4094 | 500.8049 | 569.6319 | 638.9201 | 709.0281 | 779.9921 | 851.8485 | 924.6342 | 998.3863 | 1073.1422 | 1148.9398 | 1225.8174 | 1303.8136 | 1382.9674 | 1463.3185 | 1544.9068 | 1627.7728 | 1711.9576 | 1797.5027 | 1884.4504 | 1972.8432 | 2062.7107 | 2154.087
|  |  |  | 2027 | 2028 | 2029 | 2030 | 2031 | 2032 | 2033 | 2034 | 2035 | 2036 | 2037 | 2038 | 2039 | 2040 | 2041 | 2042 | 2043 | 2044 | 2045 | 2046 | 2047 | 2048 | 2049 | 2050 | 2051 | 2052 | 2053 | 2054 | 2055 | 2056 | 2057 | 2058 | 2059 | 2060 | 2061 | 2062 | 2063 | 2064 | 2065 | 2066 | 2067 | 2068 | 2069 | 2070 | 2071 | 2072 | 2073 | 2074 | 2075 | 2076
| Monetised risk - memo line |  | £m
Note on B10: Ofgem: Enter as year (eg 2027)
Note on C158: Duncan Innes:GT/GD
Note on C161: Duncan Innes: All sectors
Note on C162: Duncan Innes: All sectors
Note on B229: Ofgem: This line records the total monetised risk of the modelled scenario. It acts as a cross-reference between the CBA and NARM BPDTs and should not directly link to any formulas in the CBA analysis above.

## Option_8 Workings (hidden)
Additional cost/benefit explanations
Please provide a short explanation of any additional cost/benefit lines that have been completed in addition to the pre-populated ones. This should include both a description of the nature of the cost/benefit, and an explanation of how the value was calculated, citing appropriate sources (eg for relevant global warming potentials). If an explanation has been provided within the EJP, then simply provide a reference to the relevant page number.
Long term cost/benefit assumptions
Please briefly summarise the assumptions you have used to calculate long-term (ie beyond the duration of the RIIO3 price control) costs and other inputs (eg "Opex assumed to increase at 1%/year based on historic trends"). In most cases we would expect these to be the same across the baseline and different options, but where this is not the case additional tabs can be completed as necessary. If detailed descriptions are required (eg to explain assumptions around whole life costs of assets) these should be included as part of the EJP
Capex
Opex
Leakage
Fatality risk
Non-Fatality risk
Cost cross-referencing
If there is any explanation required on how the cost data set out in the EJP totals to the lines in the CBA, please provide it here.

## Option_9 (hidden)
Summary | [7 empty] | Text Descriptions
[8 empty] | Option Description - this should allow us to quickly recognise the option being assessed (based on descriptions in the EJP and other documents) and distinguish it both from other investment areas and from other options. If appropriate, please provide sitemaps, photos or any other documents that will help with this identification (likely to be relevant for major projects rather than asset classes) | [6 empty] | Stakeholder Support Summary - please provide a synopsis which details the feedback from stakeholder group(s)
Option Name |  |  |  | Date Undertaken:
Scheme Reference ID
Expenditure Type |  |  |  | Authorised By:
Preferred Option (Y/N)
Spend Area (Please include relevant RRP/BPDT Table Reference)
First year of expenditure outflow | 2027
Payback position at year | Central CO2 Cost - PV of costs & benefits (£m) | Central CO2 Cost - NPV relative to baseline (£m) | Low CO2 cost - PV of costs & benefits (£m) | Low CO2 cost - NPV relative to baseline (£m) | High CO2 cost - PV of costs & benefits (£m) | High CO2 cost - NPV relative to baseline (£m)
2035 | 0 | 60.0156 | 0 | 60.0095 | 0 | 60.0218
2040 | 0 | 94.0791 | 0 | 94.0688 | 0 | 94.0894
2045 | 0 | 128.1312 | 0 | 128.1161 | 0 | 128.1463
2050 | 0 | 162.5187 | 0 | 162.4981 | 0 | 162.5392
2060 | 0 | 851.813 | 0 | 851.7773 | 0 | 851.8485
2070 | 0 | 1627.7168 | 0 | 1627.6604 | 0 | 1627.7728
Capitalisation rate | 33.7% | [6 empty] | Engineering Justification Summary - please provide a synopsis & share the document which articulates the full detailed explanation | [6 empty] | Company View - please provide a synopsis which details your view of how beneficial this option is.
Expenditure Profile - Summary
| 2027 | 2028 | 2029 | 2030 | 2031 | Post RIIO3
| (£m) | (£m) | (£m) | (£m) | (£m) | (£m)
Capitalised costs | 0 | 0 | 0 | 0 | 0 | 0
Non-capitalised costs | 0 | 0 | 0 | 0 | 0 | 0
| Asset Class | Unit | Comments
Output
Financial Costs
Inputs
|  |  |  | RIIO3 |  |  |  |  | RIIO4 |  |  |  |  | RIIO5 |  |  |  |  | RIIO6 |  |  |  |  | RIIO7 |  |  |  |  | RIIO8 |  |  |  |  | RIIO9 |  |  |  |  | RIIO10 |  |  |  |  | RIIO11 |  |  |  |  | RIIO12
|  |  |  | 1 | 2 | 3 | 4 | 5 | 6 | 7 | 8 | 9 | 10 | 11 | 12 | 13 | 14 | 15 | 16 | 17 | 18 | 19 | 20 | 21 | 22 | 23 | 24 | 25 | 26 | 27 | 28 | 29 | 30 | 31 | 32 | 33 | 34 | 35 | 36 | 37 | 38 | 39 | 40 | 41 | 42 | 43 | 44 | 45 | 46 | 47 | 48 | 49 | 50
| Asset Class | Intervention type |  | 2027 | 2028 | 2029 | 2030 | 2031 | 2032 | 2033 | 2034 | 2035 | 2036 | 2037 | 2038 | 2039 | 2040 | 2041 | 2042 | 2043 | 2044 | 2045 | 2046 | 2047 | 2048 | 2049 | 2050 | 2051 | 2052 | 2053 | 2054 | 2055 | 2056 | 2057 | 2058 | 2059 | 2060 | 2061 | 2062 | 2063 | 2064 | 2065 | 2066 | 2067 | 2068 | 2069 | 2070 | 2071 | 2072 | 2073 | 2074 | 2075 | 2076
Capex/Repex |  |  | £m
£m
£m
£m
£m
£m
£m
£m
£m
£m
| Total Capex | (1) | £m | 0 | 0 | 0 | 0 | 0 | 0 | 0 | 0 | 0 | 0 | 0 | 0 | 0 | 0 | 0 | 0 | 0 | 0 | 0 | 0 | 0 | 0 | 0 | 0 | 0 | 0 | 0 | 0 | 0 | 0 | 0 | 0 | 0 | 0 | 0 | 0 | 0 | 0 | 0 | 0 | 0 | 0 | 0 | 0 | 0 | 0 | 0 | 0 | 0 | 0
Associated direct opex |  |  | £m
£m
£m
£m
£m
| Total Opex |  | £m | 0 | 0 | 0 | 0 | 0 | 0 | 0 | 0 | 0 | 0 | 0 | 0 | 0 | 0 | 0 | 0 | 0 | 0 | 0 | 0 | 0 | 0 | 0 | 0 | 0 | 0 | 0 | 0 | 0 | 0 | 0 | 0 | 0 | 0 | 0 | 0 | 0 | 0 | 0 | 0 | 0 | 0 | 0 | 0 | 0 | 0 | 0 | 0 | 0 | 0
Pass through costs | Leakage |  | £m | 0 | 0 | 0 | 0 | 0 | 0 | 0 | 0 | 0 | 0 | 0 | 0 | 0 | 0 | 0 | 0 | 0 | 0 | 0 | 0 | 0 | 0 | 0 | 0 | 0 | 0 | 0 | 0 | 0 | 0 | 0 | 0 | 0 | 0 | 0 | 0 | 0 | 0 | 0 | 0 | 0 | 0 | 0 | 0 | 0 | 0 | 0 | 0 | 0 | 0
£m
| Total Pass Through Costs |  | £m | 0 | 0 | 0 | 0 | 0 | 0 | 0 | 0 | 0 | 0 | 0 | 0 | 0 | 0 | 0 | 0 | 0 | 0 | 0 | 0 | 0 | 0 | 0 | 0 | 0 | 0 | 0 | 0 | 0 | 0 | 0 | 0 | 0 | 0 | 0 | 0 | 0 | 0 | 0 | 0 | 0 | 0 | 0 | 0 | 0 | 0 | 0 | 0 | 0 | 0
Annual cost calculations |  |  |  | 2027 | 2028 | 2029 | 2030 | 2031 | 2032 | 2033 | 2034 | 2035 | 2036 | 2037 | 2038 | 2039 | 2040 | 2041 | 2042 | 2043 | 2044 | 2045 | 2046 | 2047 | 2048 | 2049 | 2050 | 2051 | 2052 | 2053 | 2054 | 2055 | 2056 | 2057 | 2058 | 2059 | 2060 | 2061 | 2062 | 2063 | 2064 | 2065 | 2066 | 2067 | 2068 | 2069 | 2070 | 2071 | 2072 | 2073 | 2074 | 2075 | 2076
| Capitalisation rates | (2) | % | 33.7% | 33.7% | 33.7% | 33.7% | 33.7% | 33.7% | 33.7% | 33.7% | 33.7% | 33.7% | 33.7% | 33.7% | 33.7% | 33.7% | 33.7% | 33.7% | 33.7% | 33.7% | 33.7% | 33.7% | 33.7% | 33.7% | 33.7% | 0% | 0% | 0% | 0% | 0% | 0% | 0% | 0% | 0% | 0% | 0% | 0% | 0% | 0% | 0% | 0% | 0% | 0% | 0% | 0% | 0% | 0% | 0% | 0% | 0% | 0% | 0%
| Capitalised investment | (3)=(1)x(2) | £m | 0 | 0 | 0 | 0 | 0 | 0 | 0 | 0 | 0 | 0 | 0 | 0 | 0 | 0 | 0 | 0 | 0 | 0 | 0 | 0 | 0 | 0 | 0 | 0 | 0 | 0 | 0 | 0 | 0 | 0 | 0 | 0 | 0 | 0 | 0 | 0 | 0 | 0 | 0 | 0 | 0 | 0 | 0 | 0 | 0 | 0 | 0 | 0 | 0 | 0
| Investment to be expensed | (4)=(1)-(3) | £m | 0 | 0 | 0 | 0 | 0 | 0 | 0 | 0 | 0 | 0 | 0 | 0 | 0 | 0 | 0 | 0 | 0 | 0 | 0 | 0 | 0 | 0 | 0 | 0 | 0 | 0 | 0 | 0 | 0 | 0 | 0 | 0 | 0 | 0 | 0 | 0 | 0 | 0 | 0 | 0 | 0 | 0 | 0 | 0 | 0 | 0 | 0 | 0 | 0 | 0
| 2027 Depreciation | (5)2027=(3)2027*Dep_ratet | £m |  | 0 | 0 | 0 | 0 | 0 | 0 | 0 | 0 | 0 | 0 | 0 | 0 | 0 | 0 | 0 | 0 | 0 | 0 | 0 | 0 | 0 | 0 | 0 | 0 | 0 | 0 | 0 | 0 | 0 | 0 | 0 | 0 | 0 | 0 | 0 | 0 | 0 | 0 | 0 | 0 | 0 | 0 | 0 | 0 | 0 | 0 | 0 | 0 | 0
| 2028 Depreciation | (5)2028=(3)2028*Dep_ratet | £m |  |  | 0 | 0 | 0 | 0 | 0 | 0 | 0 | 0 | 0 | 0 | 0 | 0 | 0 | 0 | 0 | 0 | 0 | 0 | 0 | 0 | 0 | 0 | 0 | 0 | 0 | 0 | 0 | 0 | 0 | 0 | 0 | 0 | 0 | 0 | 0 | 0 | 0 | 0 | 0 | 0 | 0 | 0 | 0 | 0 | 0 | 0 | 0 | 0
| 2029 Depreciation | (5)2029=(3)2029*Dep_ratet | £m |  |  |  | 0 | 0 | 0 | 0 | 0 | 0 | 0 | 0 | 0 | 0 | 0 | 0 | 0 | 0 | 0 | 0 | 0 | 0 | 0 | 0 | 0 | 0 | 0 | 0 | 0 | 0 | 0 | 0 | 0 | 0 | 0 | 0 | 0 | 0 | 0 | 0 | 0 | 0 | 0 | 0 | 0 | 0 | 0 | 0 | 0 | 0 | 0
| 2030 Depreciation | (5)2030=(3)2030*Dep_ratet | £m |  |  |  |  | 0 | 0 | 0 | 0 | 0 | 0 | 0 | 0 | 0 | 0 | 0 | 0 | 0 | 0 | 0 | 0 | 0 | 0 | 0 | 0 | 0 | 0 | 0 | 0 | 0 | 0 | 0 | 0 | 0 | 0 | 0 | 0 | 0 | 0 | 0 | 0 | 0 | 0 | 0 | 0 | 0 | 0 | 0 | 0 | 0 | 0
| 2031 Depreciation | (5)2031=(3)2031*Dep_ratet | £m | [5 empty] | 0 | 0 | 0 | 0 | 0 | 0 | 0 | 0 | 0 | 0 | 0 | 0 | 0 | 0 | 0 | 0 | 0 | 0 | 0 | 0 | 0 | 0 | 0 | 0 | 0 | 0 | 0 | 0 | 0 | 0 | 0 | 0 | 0 | 0 | 0 | 0 | 0 | 0 | 0 | 0 | 0 | 0 | 0 | 0 | 0
| 2032 Depreciation | (5)2032=(3)2032*Dep_ratet | £m | [6 empty] | 0 | 0 | 0 | 0 | 0 | 0 | 0 | 0 | 0 | 0 | 0 | 0 | 0 | 0 | 0 | 0 | 0 | 0 | 0 | 0 | 0 | 0 | 0 | 0 | 0 | 0 | 0 | 0 | 0 | 0 | 0 | 0 | 0 | 0 | 0 | 0 | 0 | 0 | 0 | 0 | 0 | 0 | 0 | 0
| 2033 Depreciation | (5)2033=(3)2033*Dep_ratet | £m | [7 empty] | 0 | 0 | 0 | 0 | 0 | 0 | 0 | 0 | 0 | 0 | 0 | 0 | 0 | 0 | 0 | 0 | 0 | 0 | 0 | 0 | 0 | 0 | 0 | 0 | 0 | 0 | 0 | 0 | 0 | 0 | 0 | 0 | 0 | 0 | 0 | 0 | 0 | 0 | 0 | 0 | 0 | 0 | 0
| 2034 Depreciation | (5)2034=(3)2034*Dep_ratet | £m | [8 empty] | 0 | 0 | 0 | 0 | 0 | 0 | 0 | 0 | 0 | 0 | 0 | 0 | 0 | 0 | 0 | 0 | 0 | 0 | 0 | 0 | 0 | 0 | 0 | 0 | 0 | 0 | 0 | 0 | 0 | 0 | 0 | 0 | 0 | 0 | 0 | 0 | 0 | 0 | 0 | 0 | 0 | 0
| 2035 Depreciation | (5)2035=(3)2035*Dep_ratet | £m | [9 empty] | 0 | 0 | 0 | 0 | 0 | 0 | 0 | 0 | 0 | 0 | 0 | 0 | 0 | 0 | 0 | 0 | 0 | 0 | 0 | 0 | 0 | 0 | 0 | 0 | 0 | 0 | 0 | 0 | 0 | 0 | 0 | 0 | 0 | 0 | 0 | 0 | 0 | 0 | 0 | 0 | 0
| 2036 Depreciation | (5)2036=(3)2036*Dep_ratet | £m | [10 empty] | 0 | 0 | 0 | 0 | 0 | 0 | 0 | 0 | 0 | 0 | 0 | 0 | 0 | 0 | 0 | 0 | 0 | 0 | 0 | 0 | 0 | 0 | 0 | 0 | 0 | 0 | 0 | 0 | 0 | 0 | 0 | 0 | 0 | 0 | 0 | 0 | 0 | 0 | 0 | 0
| 2037 Depreciation | (5)2037=(3)2037*Dep_ratet | £m | [11 empty] | 0 | 0 | 0 | 0 | 0 | 0 | 0 | 0 | 0 | 0 | 0 | 0 | 0 | 0 | 0 | 0 | 0 | 0 | 0 | 0 | 0 | 0 | 0 | 0 | 0 | 0 | 0 | 0 | 0 | 0 | 0 | 0 | 0 | 0 | 0 | 0 | 0 | 0 | 0
| 2038 Depreciation | (5)2038=(3)2038*Dep_ratet | £m | [12 empty] | 0 | 0 | 0 | 0 | 0 | 0 | 0 | 0 | 0 | 0 | 0 | 0 | 0 | 0 | 0 | 0 | 0 | 0 | 0 | 0 | 0 | 0 | 0 | 0 | 0 | 0 | 0 | 0 | 0 | 0 | 0 | 0 | 0 | 0 | 0 | 0 | 0 | 0
| 2039 Depreciation | (5)2039=(3)2039*Dep_ratet | £m | [13 empty] | 0 | 0 | 0 | 0 | 0 | 0 | 0 | 0 | 0 | 0 | 0 | 0 | 0 | 0 | 0 | 0 | 0 | 0 | 0 | 0 | 0 | 0 | 0 | 0 | 0 | 0 | 0 | 0 | 0 | 0 | 0 | 0 | 0 | 0 | 0 | 0 | 0
| 2040 Depreciation | (5)2040=(3)2040*Dep_ratet | £m | [14 empty] | 0 | 0 | 0 | 0 | 0 | 0 | 0 | 0 | 0 | 0 | 0 | 0 | 0 | 0 | 0 | 0 | 0 | 0 | 0 | 0 | 0 | 0 | 0 | 0 | 0 | 0 | 0 | 0 | 0 | 0 | 0 | 0 | 0 | 0 | 0 | 0
| 2041 Depreciation | (5)2041=(3)2041*Dep_ratet | £m | [15 empty] | 0 | 0 | 0 | 0 | 0 | 0 | 0 | 0 | 0 | 0 | 0 | 0 | 0 | 0 | 0 | 0 | 0 | 0 | 0 | 0 | 0 | 0 | 0 | 0 | 0 | 0 | 0 | 0 | 0 | 0 | 0 | 0 | 0 | 0 | 0
| 2042 Depreciation | (5)2042=(3)2042*Dep_ratet | £m | [16 empty] | 0 | 0 | 0 | 0 | 0 | 0 | 0 | 0 | 0 | 0 | 0 | 0 | 0 | 0 | 0 | 0 | 0 | 0 | 0 | 0 | 0 | 0 | 0 | 0 | 0 | 0 | 0 | 0 | 0 | 0 | 0 | 0 | 0 | 0
| 2043 Depreciation | (5)2043=(3)2043*Dep_ratet | £m | [17 empty] | 0 | 0 | 0 | 0 | 0 | 0 | 0 | 0 | 0 | 0 | 0 | 0 | 0 | 0 | 0 | 0 | 0 | 0 | 0 | 0 | 0 | 0 | 0 | 0 | 0 | 0 | 0 | 0 | 0 | 0 | 0 | 0 | 0
| 2044 Depreciation | (5)2044=(3)2044*Dep_ratet | £m | [18 empty] | 0 | 0 | 0 | 0 | 0 | 0 | 0 | 0 | 0 | 0 | 0 | 0 | 0 | 0 | 0 | 0 | 0 | 0 | 0 | 0 | 0 | 0 | 0 | 0 | 0 | 0 | 0 | 0 | 0 | 0 | 0 | 0
| 2045 Depreciation | (5)2045=(3)2045*Dep_ratet | £m | [19 empty] | 0 | 0 | 0 | 0 | 0 | 0 | 0 | 0 | 0 | 0 | 0 | 0 | 0 | 0 | 0 | 0 | 0 | 0 | 0 | 0 | 0 | 0 | 0 | 0 | 0 | 0 | 0 | 0 | 0 | 0 | 0
| 2046 Depreciation | (5)2046=(3)2046*Dep_ratet | £m | [20 empty] | 0 | 0 | 0 | 0 | 0 | 0 | 0 | 0 | 0 | 0 | 0 | 0 | 0 | 0 | 0 | 0 | 0 | 0 | 0 | 0 | 0 | 0 | 0 | 0 | 0 | 0 | 0 | 0 | 0 | 0
| 2047 Depreciation | (5)2047=(3)2047*Dep_ratet | £m | 2048: 0; 2049: 0; 2050: 0; 2051: 0; 2052: 0; 2053: 0; 2054: 0; 2055: 0; 2056: 0; 2057: 0; 2058: 0; 2059: 0; 2060: 0; 2061: 0; 2062: 0; 2063: 0; 2064: 0; 2065: 0; 2066: 0; 2067: 0; 2068: 0; 2069: 0; 2070: 0; 2071: 0; 2072: 0; 2073: 0; 2074: 0; 2075: 0; 2076: 0
| 2048 Depreciation | (5)2048=(3)2048*Dep_ratet | £m | 2049: 0; 2050: 0; 2051: 0; 2052: 0; 2053: 0; 2054: 0; 2055: 0; 2056: 0; 2057: 0; 2058: 0; 2059: 0; 2060: 0; 2061: 0; 2062: 0; 2063: 0; 2064: 0; 2065: 0; 2066: 0; 2067: 0; 2068: 0; 2069: 0; 2070: 0; 2071: 0; 2072: 0; 2073: 0; 2074: 0; 2075: 0; 2076: 0
| 2049 Depreciation | (5)2049=(3)2049*Dep_ratet | £m | 2050: 0; 2051: 0; 2052: 0; 2053: 0; 2054: 0; 2055: 0; 2056: 0; 2057: 0; 2058: 0; 2059: 0; 2060: 0; 2061: 0; 2062: 0; 2063: 0; 2064: 0; 2065: 0; 2066: 0; 2067: 0; 2068: 0; 2069: 0; 2070: 0; 2071: 0; 2072: 0; 2073: 0; 2074: 0; 2075: 0; 2076: 0
| 2050 Depreciation | (5)2050=(3)2050*Dep_ratet | £m
| 2051 Depreciation | (5)2051=(3)2051*Dep_ratet | £m
| 2052 Depreciation | (5)2052=(3)2052*Dep_ratet | £m
| 2053 Depreciation | (5)2053=(3)2053*Dep_ratet | £m
| 2054 Depreciation | (5)2054=(3)2054*Dep_ratet | £m
| 2055 Depreciation | (5)2055=(3)2055*Dep_ratet | £m
| 2056 Depreciation | (5)2056=(3)2056*Dep_ratet | £m
| 2057 Depreciation | (5)2057=(3)2057*Dep_ratet | £m
| 2058 Depreciation | (5)2058=(3)2058*Dep_ratet | £m
| 2059 Depreciation | (5)2059=(3)2059*Dep_ratet | £m
| 2060 Depreciation | (5)2060=(3)2060*Dep_ratet | £m
| 2061 Depreciation | (5)2061=(3)2061*Dep_ratet | £m
| 2062 Depreciation | (5)2062=(3)2062*Dep_ratet | £m
| 2063 Depreciation | (5)2063=(3)2063*Dep_ratet | £m
| 2064 Depreciation | (5)2064=(3)2064*Dep_ratet | £m
| 2065 Depreciation | (5)2065=(3)2065*Dep_ratet | £m
| 2066 Depreciation | (5)2066=(3)2066*Dep_ratet | £m
| 2067 Depreciation | (5)2067=(3)2067*Dep_ratet | £m
| 2068 Depreciation | (5)2068=(3)2068*Dep_ratet | £m
| 2069 Depreciation | (5)2069=(3)2069*Dep_ratet | £m
| 2070 Depreciation | (5)2070=(3)2070*Dep_ratet | £m
| Depreciation | (5)=∑(5)t | £m | 0 | 0 | 0 | 0 | 0 | 0 | 0 | 0 | 0 | 0 | 0 | 0 | 0 | 0 | 0 | 0 | 0 | 0 | 0 | 0 | 0 | 0 | 0 | 0 | 0 | 0 | 0 | 0 | 0 | 0 | 0 | 0 | 0 | 0 | 0 | 0 | 0 | 0 | 0 | 0 | 0 | 0 | 0 | 0 | 0 | 0 | 0 | 0 | 0 | 0
| Opening RAV balance | (6op)t=(6cl)t-1 | £m | 0 | 0 | 0 | 0 | 0 | 0 | 0 | 0 | 0 | 0 | 0 | 0 | 0 | 0 | 0 | 0 | 0 | 0 | 0 | 0 | 0 | 0 | 0 | 0 | 0 | 0 | 0 | 0 | 0 | 0 | 0 | 0 | 0 | 0 | 0 | 0 | 0 | 0 | 0 | 0 | 0 | 0 | 0 | 0 | 0 | 0 | 0 | 0 | 0 | 0
| Discounted RAV balance | (6D)=(6cl)*(1/1+WACC)) | £m | 0 | 0 | 0 | 0 | 0 | 0 | 0 | 0 | 0 | 0 | 0 | 0 | 0 | 0 | 0 | 0 | 0 | 0 | 0 | 0 | 0 | 0 | 0 | 0 | 0 | 0 | 0 | 0 | 0 | 0 | 0 | 0 | 0 | 0 | 0 | 0 | 0 | 0 | 0 | 0 | 0 | 0 | 0 | 0 | 0 | 0 | 0 | 0 | 0 | 0
| Closing RAV balance | (6cl)=(3)-(5)+(6op) | £m | 0 | 0 | 0 | 0 | 0 | 0 | 0 | 0 | 0 | 0 | 0 | 0 | 0 | 0 | 0 | 0 | 0 | 0 | 0 | 0 | 0 | 0 | 0 | 0 | 0 | 0 | 0 | 0 | 0 | 0 | 0 | 0 | 0 | 0 | 0 | 0 | 0 | 0 | 0 | 0 | 0 | 0 | 0 | 0 | 0 | 0 | 0 | 0 | 0 | 0
| Cost of Capital | (6)=avg[(6D),(6op)]xWACC | £m | 0 | 0 | 0 | 0 | 0 | 0 | 0 | 0 | 0 | 0 | 0 | 0 | 0 | 0 | 0 | 0 | 0 | 0 | 0 | 0 | 0 | 0 | 0 | 0 | 0 | 0 | 0 | 0 | 0 | 0 | 0 | 0 | 0 | 0 | 0 | 0 | 0 | 0 | 0 | 0 | 0 | 0 | 0 | 0 | 0 | 0 | 0 | 0 | 0 | 0
| Total Capitalised Costs | (7)=(5)+(6) | £m | 0 | 0 | 0 | 0 | 0 | 0 | 0 | 0 | 0 | 0 | 0 | 0 | 0 | 0 | 0 | 0 | 0 | 0 | 0 | 0 | 0 | 0 | 0 | 0 | 0 | 0 | 0 | 0 | 0 | 0 | 0 | 0 | 0 | 0 | 0 | 0 | 0 | 0 | 0 | 0 | 0 | 0 | 0 | 0 | 0 | 0 | 0 | 0 | 0 | 0
| Total Non-Capitalised Costs |  |  | 0 | 0 | 0 | 0 | 0 | 0 | 0 | 0 | 0 | 0 | 0 | 0 | 0 | 0 | 0 | 0 | 0 | 0 | 0 | 0 | 0 | 0 | 0 | 0 | 0 | 0 | 0 | 0 | 0 | 0 | 0 | 0 | 0 | 0 | 0 | 0 | 0 | 0 | 0 | 0 | 0 | 0 | 0 | 0 | 0 | 0 | 0 | 0 | 0 | 0
| Total Direct Costs |  |  | 0 | 0 | 0 | 0 | 0 | 0 | 0 | 0 | 0 | 0 | 0 | 0 | 0 | 0 | 0 | 0 | 0 | 0 | 0 | 0 | 0 | 0 | 0 | 0 | 0 | 0 | 0 | 0 | 0 | 0 | 0 | 0 | 0 | 0 | 0 | 0 | 0 | 0 | 0 | 0 | 0 | 0 | 0 | 0 | 0 | 0 | 0 | 0 | 0 | 0
Non-Financial Costs/Benefits
Calculated values
| Category | Description |  | 2027 | 2028 | 2029 | 2030 | 2031 | 2032 | 2033 | 2034 | 2035 | 2036 | 2037 | 2038 | 2039 | 2040 | 2041 | 2042 | 2043 | 2044 | 2045 | 2046 | 2047 | 2048 | 2049 | 2050 | 2051 | 2052 | 2053 | 2054 | 2055 | 2056 | 2057 | 2058 | 2059 | 2060 | 2061 | 2062 | 2063 | 2064 | 2065 | 2066 | 2067 | 2068 | 2069 | 2070 | 2071 | 2072 | 2073 | 2074 | 2075 | 2076
Non-financial benefits/costs - values | Environmental | Leakage | £m | 0 | 0 | 0 | 0 | 0 | 0 | 0 | 0 | 0 | 0 | 0 | 0 | 0 | 0 | 0 | 0 | 0 | 0 | 0 | 0 | 0 | 0 | 0 | 0 | 0 | 0 | 0 | 0 | 0 | 0 | 0 | 0 | 0 | 0 | 0 | 0 | 0 | 0 | 0 | 0 | 0 | 0 | 0 | 0 | 0 | 0 | 0 | 0 | 0 | 0
| Environmental |  | £m
| Environmental |  | £m
| Safety | Fatality risk | £m | 0 | 0 | 0 | 0 | 0 | 0 | 0 | 0 | 0 | 0 | 0 | 0 | 0 | 0 | 0 | 0 | 0 | 0 | 0 | 0 | 0 | 0 | 0 | 0 | 0 | 0 | 0 | 0 | 0 | 0 | 0 | 0 | 0 | 0 | 0 | 0 | 0 | 0 | 0 | 0 | 0 | 0 | 0 | 0 | 0 | 0 | 0 | 0 | 0 | 0
| Safety | Non-Fatality risk | £m | 0 | 0 | 0 | 0 | 0 | 0 | 0 | 0 | 0 | 0 | 0 | 0 | 0 | 0 | 0 | 0 | 0 | 0 | 0 | 0 | 0 | 0 | 0 | 0 | 0 | 0 | 0 | 0 | 0 | 0 | 0 | 0 | 0 | 0 | 0 | 0 | 0 | 0 | 0 | 0 | 0 | 0 | 0 | 0 | 0 | 0 | 0 | 0 | 0 | 0
| Safety |  | £m
| Safety |  | £m
| Financial | NGN VF Financial Risk | £m
| Financial | NGN VF Customer Risk | £m
| Financial | NGN VF Compliance Risk | £m
| Other |  | £m
| Other |  | £m
Inputs
| Category | Description |  | 2027 | 2028 | 2029 | 2030 | 2031 | 2032 | 2033 | 2034 | 2035 | 2036 | 2037 | 2038 | 2039 | 2040 | 2041 | 2042 | 2043 | 2044 | 2045 | 2046 | 2047 | 2048 | 2049 | 2050 | 2051 | 2052 | 2053 | 2054 | 2055 | 2056 | 2057 | 2058 | 2059 | 2060 | 2061 | 2062 | 2063 | 2064 | 2065 | 2066 | 2067 | 2068 | 2069 | 2070 | 2071 | 2072 | 2073 | 2074 | 2075 | 2076
Non-financial benefits/costs - inputs | Environmental | Leakage | GWh
Environmental
Environmental
| Safety | Fatality risk
| Safety | Non-Fatality risk
Safety
Safety
Other
Other
Other
Other
Other
Alternative carbon calculations |  |  |  | 2027 | 2028 | 2029 | 2030 | 2031 | 2032 | 2033 | 2034 | 2035 | 2036 | 2037 | 2038 | 2039 | 2040 | 2041 | 2042 | 2043 | 2044 | 2045 | 2046 | 2047 | 2048 | 2049 | 2050 | 2051 | 2052 | 2053 | 2054 | 2055 | 2056 | 2057 | 2058 | 2059 | 2060 | 2061 | 2062 | 2063 | 2064 | 2065 | 2066 | 2067 | 2068 | 2069 | 2070 | 2071 | 2072 | 2073 | 2074 | 2075 | 2076
Environmental costs - low CO2 cost | Environmental | Leakage | £m | 0 | 0 | 0 | 0 | 0 | 0 | 0 | 0 | 0 | 0 | 0 | 0 | 0 | 0 | 0 | 0 | 0 | 0 | 0 | 0 | 0 | 0 | 0 | 0 | 0 | 0 | 0 | 0 | 0 | 0 | 0 | 0 | 0 | 0 | 0 | 0 | 0 | 0 | 0 | 0 | 0 | 0 | 0 | 0 | 0 | 0 | 0 | 0 | 0 | 0
| Environmental |  | £m
| Environmental |  | £m
Environmental costs - high CO2 cost | Environmental | Leakage | £m | 0 | 0 | 0 | 0 | 0 | 0 | 0 | 0 | 0 | 0 | 0 | 0 | 0 | 0 | 0 | 0 | 0 | 0 | 0 | 0 | 0 | 0 | 0 | 0 | 0 | 0 | 0 | 0 | 0 | 0 | 0 | 0 | 0 | 0 | 0 | 0 | 0 | 0 | 0 | 0 | 0 | 0 | 0 | 0 | 0 | 0 | 0 | 0 | 0 | 0
| Environmental |  | £m
| Environmental |  | £m
Net Present Values
Discount factors and summary
|  |  |  | 2027 | 2028 | 2029 | 2030 | 2031 | 2032 | 2033 | 2034 | 2035 | 2036 | 2037 | 2038 | 2039 | 2040 | 2041 | 2042 | 2043 | 2044 | 2045 | 2046 | 2047 | 2048 | 2049 | 2050 | 2051 | 2052 | 2053 | 2054 | 2055 | 2056 | 2057 | 2058 | 2059 | 2060 | 2061 | 2062 | 2063 | 2064 | 2065 | 2066 | 2067 | 2068 | 2069 | 2070 | 2071 | 2072 | 2073 | 2074 | 2075 | 2076
Discount factors | Discount factor (Non-Safety) | =1/[(1+SRTP)^n] | % | 100% | 96.62% | 93.35% | 90.19% | 87.14% | 84.2% | 81.35% | 78.6% | 75.94% | 73.37% | 70.89% | 68.49% | 66.18% | 63.94% | 61.78% | 59.69% | 57.67% | 55.72% | 53.84% | 52.02% | 50.26% | 48.56% | 46.92% | 45.33% | 43.8% | 42.31% | 40.88% | 39.5% | 38.17% | 36.87% | 35.63% | 34.59% | 33.58% | 32.6% | 31.65% | 30.73% | 29.84% | 28.97% | 28.12% | 27.31% | 26.51% | 25.74% | 24.99% | 24.26% | 23.55% | 22.87% | 22.2% | 21.56% | 20.93% | 20.32%
| Discount factor (Safety) | =1/[(1+HDR)^n] | % | 100% | 98.52% | 97.07% | 95.63% | 94.22% | 92.83% | 91.45% | 90.1% | 88.77% | 87.46% | 86.17% | 84.89% | 83.64% | 82.4% | 81.18% | 79.99% | 78.8% | 77.64% | 76.49% | 75.36% | 74.25% | 73.15% | 72.07% | 71% | 69.95% | 68.92% | 67.9% | 66.9% | 65.91% | 64.94% | 63.98% | 63.16% | 62.36% | 61.57% | 60.79% | 60.02% | 59.25% | 58.5% | 57.76% | 57.03% | 56.3% | 55.59% | 54.88% | 54.18% | 53.5% | 52.82% | 52.15% | 51.48% | 50.83% | 50.19%
Summary of discounted costs/benefits | Capex |  | £m | 0 | 0 | 0 | 0 | 0 | 0 | 0 | 0 | 0 | 0 | 0 | 0 | 0 | 0 | 0 | 0 | 0 | 0 | 0 | 0 | 0 | 0 | 0 | 0 | 0 | 0 | 0 | 0 | 0 | 0 | 0 | 0 | 0 | 0 | 0 | 0 | 0 | 0 | 0 | 0 | 0 | 0 | 0 | 0 | 0 | 0 | 0 | 0 | 0 | 0
| Opex |  | £m | 0 | 0 | 0 | 0 | 0 | 0 | 0 | 0 | 0 | 0 | 0 | 0 | 0 | 0 | 0 | 0 | 0 | 0 | 0 | 0 | 0 | 0 | 0 | 0 | 0 | 0 | 0 | 0 | 0 | 0 | 0 | 0 | 0 | 0 | 0 | 0 | 0 | 0 | 0 | 0 | 0 | 0 | 0 | 0 | 0 | 0 | 0 | 0 | 0 | 0
| Pass Through Costs |  | £m | 0 | 0 | 0 | 0 | 0 | 0 | 0 | 0 | 0 | 0 | 0 | 0 | 0 | 0 | 0 | 0 | 0 | 0 | 0 | 0 | 0 | 0 | 0 | 0 | 0 | 0 | 0 | 0 | 0 | 0 | 0 | 0 | 0 | 0 | 0 | 0 | 0 | 0 | 0 | 0 | 0 | 0 | 0 | 0 | 0 | 0 | 0 | 0 | 0 | 0
| Environmental - central CO2 cost |  | £m | 0 | 0 | 0 | 0 | 0 | 0 | 0 | 0 | 0 | 0 | 0 | 0 | 0 | 0 | 0 | 0 | 0 | 0 | 0 | 0 | 0 | 0 | 0 | 0 | 0 | 0 | 0 | 0 | 0 | 0 | 0 | 0 | 0 | 0 | 0 | 0 | 0 | 0 | 0 | 0 | 0 | 0 | 0 | 0 | 0 | 0 | 0 | 0 | 0 | 0
| Environmental - low CO2 cost |  | £m | 0 | 0 | 0 | 0 | 0 | 0 | 0 | 0 | 0 | 0 | 0 | 0 | 0 | 0 | 0 | 0 | 0 | 0 | 0 | 0 | 0 | 0 | 0 | 0 | 0 | 0 | 0 | 0 | 0 | 0 | 0 | 0 | 0 | 0 | 0 | 0 | 0 | 0 | 0 | 0 | 0 | 0 | 0 | 0 | 0 | 0 | 0 | 0 | 0 | 0
| Environmental - high CO2 cost |  | £m | 0 | 0 | 0 | 0 | 0 | 0 | 0 | 0 | 0 | 0 | 0 | 0 | 0 | 0 | 0 | 0 | 0 | 0 | 0 | 0 | 0 | 0 | 0 | 0 | 0 | 0 | 0 | 0 | 0 | 0 | 0 | 0 | 0 | 0 | 0 | 0 | 0 | 0 | 0 | 0 | 0 | 0 | 0 | 0 | 0 | 0 | 0 | 0 | 0 | 0
| Safety |  | £m | 0 | 0 | 0 | 0 | 0 | 0 | 0 | 0 | 0 | 0 | 0 | 0 | 0 | 0 | 0 | 0 | 0 | 0 | 0 | 0 | 0 | 0 | 0 | 0 | 0 | 0 | 0 | 0 | 0 | 0 | 0 | 0 | 0 | 0 | 0 | 0 | 0 | 0 | 0 | 0 | 0 | 0 | 0 | 0 | 0 | 0 | 0 | 0 | 0 | 0
| Financial |  | £m | 0 | 0 | 0 | 0 | 0 | 0 | 0 | 0 | 0 | 0 | 0 | 0 | 0 | 0 | 0 | 0 | 0 | 0 | 0 | 0 | 0 | 0 | 0 | 0 | 0 | 0 | 0 | 0 | 0 | 0 | 0 | 0 | 0 | 0 | 0 | 0 | 0 | 0 | 0 | 0 | 0 | 0 | 0 | 0 | 0 | 0 | 0 | 0 | 0 | 0
| Other |  | £m | 0 | 0 | 0 | 0 | 0 | 0 | 0 | 0 | 0 | 0 | 0 | 0 | 0 | 0 | 0 | 0 | 0 | 0 | 0 | 0 | 0 | 0 | 0 | 0 | 0 | 0 | 0 | 0 | 0 | 0 | 0 | 0 | 0 | 0 | 0 | 0 | 0 | 0 | 0 | 0 | 0 | 0 | 0 | 0 | 0 | 0 | 0 | 0 | 0 | 0
Annual Total | Total - central carbon cost |  | £m | 0 | 0 | 0 | 0 | 0 | 0 | 0 | 0 | 0 | 0 | 0 | 0 | 0 | 0 | 0 | 0 | 0 | 0 | 0 | 0 | 0 | 0 | 0 | 0 | 0 | 0 | 0 | 0 | 0 | 0 | 0 | 0 | 0 | 0 | 0 | 0 | 0 | 0 | 0 | 0 | 0 | 0 | 0 | 0 | 0 | 0 | 0 | 0 | 0 | 0
| Total - low carbon cost |  | £m | 0 | 0 | 0 | 0 | 0 | 0 | 0 | 0 | 0 | 0 | 0 | 0 | 0 | 0 | 0 | 0 | 0 | 0 | 0 | 0 | 0 | 0 | 0 | 0 | 0 | 0 | 0 | 0 | 0 | 0 | 0 | 0 | 0 | 0 | 0 | 0 | 0 | 0 | 0 | 0 | 0 | 0 | 0 | 0 | 0 | 0 | 0 | 0 | 0 | 0
| Total - high carbon cost |  | £m | 0 | 0 | 0 | 0 | 0 | 0 | 0 | 0 | 0 | 0 | 0 | 0 | 0 | 0 | 0 | 0 | 0 | 0 | 0 | 0 | 0 | 0 | 0 | 0 | 0 | 0 | 0 | 0 | 0 | 0 | 0 | 0 | 0 | 0 | 0 | 0 | 0 | 0 | 0 | 0 | 0 | 0 | 0 | 0 | 0 | 0 | 0 | 0 | 0 | 0
Net Present Value | NPV - central carbon cost |  | £m | 0 | 0 | 0 | 0 | 0 | 0 | 0 | 0 | 0 | 0 | 0 | 0 | 0 | 0 | 0 | 0 | 0 | 0 | 0 | 0 | 0 | 0 | 0 | 0 | 0 | 0 | 0 | 0 | 0 | 0 | 0 | 0 | 0 | 0 | 0 | 0 | 0 | 0 | 0 | 0 | 0 | 0 | 0 | 0 | 0 | 0 | 0 | 0 | 0 | 0
| NPV - low carbon cost |  | £m | 0 | 0 | 0 | 0 | 0 | 0 | 0 | 0 | 0 | 0 | 0 | 0 | 0 | 0 | 0 | 0 | 0 | 0 | 0 | 0 | 0 | 0 | 0 | 0 | 0 | 0 | 0 | 0 | 0 | 0 | 0 | 0 | 0 | 0 | 0 | 0 | 0 | 0 | 0 | 0 | 0 | 0 | 0 | 0 | 0 | 0 | 0 | 0 | 0 | 0
| NPV - high carbon cost |  | £m | 0 | 0 | 0 | 0 | 0 | 0 | 0 | 0 | 0 | 0 | 0 | 0 | 0 | 0 | 0 | 0 | 0 | 0 | 0 | 0 | 0 | 0 | 0 | 0 | 0 | 0 | 0 | 0 | 0 | 0 | 0 | 0 | 0 | 0 | 0 | 0 | 0 | 0 | 0 | 0 | 0 | 0 | 0 | 0 | 0 | 0 | 0 | 0 | 0 | 0
Comparison to baseline
|  |  |  | 2027 | 2028 | 2029 | 2030 | 2031 | 2032 | 2033 | 2034 | 2035 | 2036 | 2037 | 2038 | 2039 | 2040 | 2041 | 2042 | 2043 | 2044 | 2045 | 2046 | 2047 | 2048 | 2049 | 2050 | 2051 | 2052 | 2053 | 2054 | 2055 | 2056 | 2057 | 2058 | 2059 | 2060 | 2061 | 2062 | 2063 | 2064 | 2065 | 2066 | 2067 | 2068 | 2069 | 2070 | 2071 | 2072 | 2073 | 2074 | 2075 | 2076
Summary of discounted costs/benefits | Capex |  | £m | 0 | 0 | 0 | 0 | 0 | 0 | 0 | 0 | 0 | 0 | 0 | 0 | 0 | 0 | 0 | 0 | 0 | 0 | 0 | 0 | 0 | 0 | 0 | 0 | 0 | 0 | 0 | 0 | 0 | 0 | 0 | 0 | 0 | 0 | 0 | 0 | 0 | 0 | 0 | 0 | 0 | 0 | 0 | 0 | 0 | 0 | 0 | 0 | 0 | 0
| Opex |  | £m | 0 | 0 | 0 | 0 | 0 | 0 | 0 | 0 | 0 | 0 | 0 | 0 | 0 | 0 | 0 | 0 | 0 | 0 | 0 | 0 | 0 | 0 | 0 | 0 | 0 | 0 | 0 | 0 | 0 | 0 | 0 | 0 | 0 | 0 | 0 | 0 | 0 | 0 | 0 | 0 | 0 | 0 | 0 | 0 | 0 | 0 | 0 | 0 | 0 | 0
| Pass Through Costs |  | £m | 0.00020618 | 0.00020836 | 0.00021061 | 0.00021294 | 0.00021536 | 0.00021786 | 0.00022045 | 0.00022313 | 0.00022588 | 0.00022872 | 0.00023164 | 0.00023464 | 0.00023772 | 0.00024088 | 0.00024413 | 0.00024746 | 0.00025087 | 0.00025436 | 0.00025794 | 0.00026161 | 0.00026536 | 0.0002692 | 0.00027312 | 0.00027713 | 0.00030549 | 0.00031009 | 0.00031478 | 0.00031958 | 0.00032447 | 0.00032946 | 0.00033456 | 0.0003414 | 0.00034841 | 0.00035559 | 0.00036293 | 0.00037045 | 0.00037814 | 0.00038601 | 0.00039407 | 0.00040231 | 0.00041075 | 0.00041938 | 0.0004282 | 0.00043723 | 0.00044647 | 0.00045592 | 0.00046558 | 0.00047546 | 0.00048557 | 0.00049589
| Environmental - central CO2 cost |  | £m | 0.0012294 | 0.0012645 | 0.001296 | 0.0013284 | 0.0013664 | 0.0014053 | 0.0014408 | 0.0014819 | 0.0015242 | 0.0015627 | 0.0016073 | 0.001653 | 0.0016999 | 0.0017532 | 0.0018027 | 0.0018535 | 0.0019057 | 0.0019647 | 0.0020197 | 0.0020817 | 0.0021397 | 0.0022049 | 0.0022718 | 0.0023404 | 0.0026173 | 0.0026951 | 0.0027754 | 0.0028577 | 0.0029418 | 0.0030281 | 0.0031166 | 0.003223 | 0.0033326 | 0.0034456 | 0.003562 | 0.003682 | 0.0038056 | 0.0039329 | 0.0040641 | 0.0041993 | 0.0043386 | 0.004482 | 0.0046297 | 0.0047819 | 0.0049386 | 0.0050999 | 0.005266 | 0.0054371 | 0.0056132 | 0.0057944
| Environmental - low CO2 cost |  | £m | 0.00061567 | 0.00063163 | 0.00064819 | 0.00066535 | 0.00068314 | 0.00070158 | 0.00072075 | 0.00074061 | 0.00076117 | 0.00078247 | 0.00080452 | 0.00082735 | 0.00085098 | 0.00087543 | 0.00090054 | 0.00092651 | 0.00095338 | 0.00098116 | 0.0010099 | 0.0010396 | 0.0010703 | 0.0011021 | 0.0011349 | 0.0011689 | 0.001307 | 0.0013456 | 0.0013852 | 0.0014259 | 0.0014676 | 0.0015103 | 0.0015541 | 0.0016068 | 0.0016611 | 0.0017171 | 0.0017747 | 0.0018342 | 0.0018954 | 0.0019585 | 0.0020234 | 0.0020904 | 0.0021593 | 0.0022303 | 0.0023035 | 0.0023788 | 0.0024564 | 0.0025362 | 0.0026185 | 0.0027031 | 0.0027903 | 0.00288
| Environmental - high CO2 cost |  | £m | 0.001847 | 0.0018949 | 0.0019446 | 0.001996 | 0.0020494 | 0.0021048 | 0.0021623 | 0.0022218 | 0.0022835 | 0.0023474 | 0.0024136 | 0.002482 | 0.0025529 | 0.0026263 | 0.0027016 | 0.0027795 | 0.0028601 | 0.0029435 | 0.0030297 | 0.0031188 | 0.003211 | 0.0033063 | 0.0034048 | 0.0035066 | 0.0039209 | 0.0040367 | 0.0041557 | 0.0042777 | 0.0044028 | 0.0045309 | 0.0046624 | 0.0048205 | 0.0049834 | 0.0051512 | 0.0053242 | 0.0055025 | 0.0056862 | 0.0058754 | 0.0060703 | 0.0062712 | 0.006478 | 0.006691 | 0.0069105 | 0.0071364 | 0.0073691 | 0.0076087 | 0.0078554 | 0.0081094 | 0.0083709 | 0.0086399
| Safety |  | £m | 0.43055 | 0.44568 | 0.46138 | 0.47767 | 0.49457 | 0.51211 | 0.51403 | 0.50944 | 0.50502 | 0.50078 | 0.49673 | 0.49286 | 0.48895 | 0.48406 | 0.47932 | 0.47475 | 0.4702 | 0.46514 | 0.46022 | 0.45545 | 0.45083 | 0.44634 | 0.44201 | 0.43782 | 3.9034 | 3.8485 | 3.7945 | 3.7414 | 3.6892 | 3.6378 | 3.5874 | 3.5452 | 3.5038 | 3.463 | 3.4229 | 3.3834 | 3.3446 | 3.3065 | 3.269 | 3.2322 | 3.196 | 3.1604 | 3.1255 | 3.0913 | 3.0577 | 3.0247 | 2.9924 | 2.9608 | 2.9298 | 2.8991
| Financial |  |  | 5.8794 | 5.9672 | 6.0569 | 6.1485 | 6.2421 | 6.3375 | 6.3534 | 6.3385 | 6.3274 | 6.3201 | 6.3166 | 6.3168 | 6.3191 | 6.318 | 6.3205 | 6.3266 | 6.3359 | 6.347 | 6.3616 | 6.3795 | 6.4007 | 6.4253 | 6.4531 | 6.484 | 63.0641 | 63.4289 | 63.8236 | 64.248 | 64.7016 | 65.1843 | 65.6959 | 66.5576 | 67.4548 | 68.3879 | 69.3571 | 70.3628 | 71.4052 | 72.4849 | 73.6021 | 74.7573 | 75.951 | 77.1835 | 78.4554 | 79.7672 | 81.1193 | 82.5123 | 83.9468 | 85.4234 | 86.9289 | 88.4681
| Other |  | £m | 0 | 0 | 0 | 0 | 0 | 0 | 0 | 0 | 0 | 0 | 0 | 0 | 0 | 0 | 0 | 0 | 0 | 0 | 0 | 0 | 0 | 0 | 0 | 0 | 0 | 0 | 0 | 0 | 0 | 0 | 0 | 0 | 0 | 0 | 0 | 0 | 0 | 0 | 0 | 0 | 0 | 0 | 0 | 0 | 0 | 0 | 0 | 0 | 0 | 0
Annual Total | Total - central carbon cost |  | £m | 6.3114 | 6.4144 | 6.5198 | 6.6278 | 6.7382 | 6.8512 | 6.8691 | 6.8496 | 6.8342 | 6.8227 | 6.8152 | 6.8115 | 6.81 | 6.8041 | 6.8019 | 6.8035 | 6.8083 | 6.8144 | 6.8241 | 6.8373 | 6.854 | 6.8741 | 6.8976 | 6.9245 | 66.9705 | 67.2805 | 67.6212 | 67.9925 | 68.394 | 68.8255 | 69.2867 | 70.1064 | 70.9623 | 71.8547 | 72.7839 | 73.7503 | 74.7541 | 75.7957 | 76.8756 | 77.9941 | 79.1517 | 80.3489 | 81.586 | 82.8637 | 84.1824 | 85.5426 | 86.945 | 88.3901 | 89.8648 | 91.3735
| Total - low carbon cost |  | £m | 6.3108 | 6.4137 | 6.5192 | 6.6271 | 6.7375 | 6.8505 | 6.8684 | 6.8489 | 6.8334 | 6.8219 | 6.8144 | 6.8107 | 6.8092 | 6.8032 | 6.801 | 6.8025 | 6.8073 | 6.8134 | 6.8231 | 6.8363 | 6.8529 | 6.873 | 6.8965 | 6.9233 | 66.9692 | 67.2791 | 67.6198 | 67.9911 | 68.3926 | 68.824 | 69.2851 | 70.1048 | 70.9606 | 71.853 | 72.7821 | 73.7484 | 74.7521 | 75.7937 | 76.8735 | 77.992 | 79.1495 | 80.3466 | 81.5837 | 82.8613 | 84.1799 | 85.5401 | 86.9424 | 88.3874 | 89.8619 | 91.3706
| Total - high carbon cost |  | £m | 6.312 | 6.415 | 6.5205 | 6.6284 | 6.7389 | 6.8519 | 6.8698 | 6.8503 | 6.8349 | 6.8235 | 6.816 | 6.8123 | 6.8109 | 6.8049 | 6.8028 | 6.8044 | 6.8092 | 6.8154 | 6.8251 | 6.8383 | 6.855 | 6.8752 | 6.8987 | 6.9256 | 66.9718 | 67.2818 | 67.6226 | 67.9939 | 68.3955 | 68.827 | 69.2882 | 70.108 | 70.964 | 71.8564 | 72.7857 | 73.7521 | 74.7559 | 75.7976 | 76.8776 | 77.9962 | 79.1538 | 80.3511 | 81.5883 | 82.866 | 84.1848 | 85.5451 | 86.9476 | 88.3928 | 89.8675 | 91.3764
Net Present Value | Total - central carbon cost |  | £m | 6.3114 | 12.7257 | 19.2456 | 25.8733 | 32.6115 | 39.4628 | 46.3319 | 53.1815 | 60.0156 | 66.8383 | 73.6535 | 80.465 | 87.275 | 94.0791 | 100.881 | 107.6845 | 114.4927 | 121.3071 | 128.1312 | 134.9685 | 141.8225 | 148.6966 | 155.5942 | 162.5187 | 229.4891 | 296.7696 | 364.3908 | 432.3833 | 500.7774 | 569.6029 | 638.8896 | 708.996 | 779.9583 | 851.813 | 924.5969 | 998.3472 | 1073.1012 | 1148.8969 | 1225.7725 | 1303.7666 | 1382.9183 | 1463.2672 | 1544.8532 | 1627.7168 | 1711.8992 | 1797.4418 | 1884.3869 | 1972.777 | 2062.6417 | 2154.0152
| Total - low carbon cost |  | £m | 6.3108 | 12.7245 | 19.2437 | 25.8708 | 32.6083 | 39.4588 | 46.3272 | 53.1761 | 60.0095 | 66.8314 | 73.6457 | 80.4564 | 87.2656 | 94.0688 | 100.8698 | 107.6723 | 114.4796 | 121.293 | 128.1161 | 134.9524 | 141.8053 | 148.6783 | 155.5747 | 162.4981 | 229.4672 | 296.7463 | 364.3662 | 432.3573 | 500.7498 | 569.5738 | 638.8589 | 708.9637 | 779.9243 | 851.7773 | 924.5595 | 998.3079 | 1073.06 | 1148.8537 | 1225.7273 | 1303.7193 | 1382.8688 | 1463.2154 | 1544.7991 | 1627.6604 | 1711.8402 | 1797.3803 | 1884.3227 | 1972.7101 | 2062.572 | 2153.9426
| Total - high carbon cost |  | £m | 6.312 | 12.727 | 19.2475 | 25.8759 | 32.6148 | 39.4667 | 46.3366 | 53.1869 | 60.0218 | 66.8453 | 73.6613 | 80.4736 | 87.2845 | 94.0894 | 100.8922 | 107.6966 | 114.5058 | 121.3212 | 128.1463 | 134.9846 | 141.8397 | 148.7149 | 155.6136 | 162.5392 | 229.511 | 296.7928 | 364.4154 | 432.4094 | 500.8049 | 569.6319 | 638.9201 | 709.0281 | 779.9921 | 851.8485 | 924.6342 | 998.3863 | 1073.1422 | 1148.9398 | 1225.8174 | 1303.8136 | 1382.9674 | 1463.3185 | 1544.9068 | 1627.7728 | 1711.9576 | 1797.5027 | 1884.4504 | 1972.8432 | 2062.7107 | 2154.087
|  |  |  | 2027 | 2028 | 2029 | 2030 | 2031 | 2032 | 2033 | 2034 | 2035 | 2036 | 2037 | 2038 | 2039 | 2040 | 2041 | 2042 | 2043 | 2044 | 2045 | 2046 | 2047 | 2048 | 2049 | 2050 | 2051 | 2052 | 2053 | 2054 | 2055 | 2056 | 2057 | 2058 | 2059 | 2060 | 2061 | 2062 | 2063 | 2064 | 2065 | 2066 | 2067 | 2068 | 2069 | 2070 | 2071 | 2072 | 2073 | 2074 | 2075 | 2076
| Monetised risk - memo line |  | £m
Note on B10: Ofgem: Enter as year (eg 2027)
Note on C158: Duncan Innes:GT/GD
Note on C161: Duncan Innes: All sectors
Note on C162: Duncan Innes: All sectors
Note on B229: Ofgem: This line records the total monetised risk of the modelled scenario. It acts as a cross-reference between the CBA and NARM BPDTs and should not directly link to any formulas in the CBA analysis above.

## Option_9 Workings (hidden)
Additional cost/benefit explanations
Please provide a short explanation of any additional cost/benefit lines that have been completed in addition to the pre-populated ones. This should include both a description of the nature of the cost/benefit, and an explanation of how the value was calculated, citing appropriate sources (eg for relevant global warming potentials). If an explanation has been provided within the EJP, then simply provide a reference to the relevant page number.
Long term cost/benefit assumptions
Please briefly summarise the assumptions you have used to calculate long-term (ie beyond the duration of the RIIO3 price control) costs and other inputs (eg "Opex assumed to increase at 1%/year based on historic trends"). In most cases we would expect these to be the same across the baseline and different options, but where this is not the case additional tabs can be completed as necessary. If detailed descriptions are required (eg to explain assumptions around whole life costs of assets) these should be included as part of the EJP
Capex
Opex
Leakage
Fatality risk
Non-Fatality risk
Cost cross-referencing
If there is any explanation required on how the cost data set out in the EJP totals to the lines in the CBA, please provide it here.

## Option_10 (hidden)
Summary | [7 empty] | Text Descriptions
[8 empty] | Option Description - this should allow us to quickly recognise the option being assessed (based on descriptions in the EJP and other documents) and distinguish it both from other investment areas and from other options. If appropriate, please provide sitemaps, photos or any other documents that will help with this identification (likely to be relevant for major projects rather than asset classes) | [6 empty] | Stakeholder Support Summary - please provide a synopsis which details the feedback from stakeholder group(s)
Option Name |  |  |  | Date Undertaken:
Scheme Reference ID
Expenditure Type |  |  |  | Authorised By:
Preferred Option (Y/N)
Spend Area (Please include relevant RRP/BPDT Table Reference)
First year of expenditure outflow | 2027
Payback position at year | Central CO2 Cost - PV of costs & benefits (£m) | Central CO2 Cost - NPV relative to baseline (£m) | Low CO2 cost - PV of costs & benefits (£m) | Low CO2 cost - NPV relative to baseline (£m) | High CO2 cost - PV of costs & benefits (£m) | High CO2 cost - NPV relative to baseline (£m)
2035 | 0 | 60.0156 | 0 | 60.0095 | 0 | 60.0218
2040 | 0 | 94.0791 | 0 | 94.0688 | 0 | 94.0894
2045 | 0 | 128.1312 | 0 | 128.1161 | 0 | 128.1463
2050 | 0 | 162.5187 | 0 | 162.4981 | 0 | 162.5392
2060 | 0 | 851.813 | 0 | 851.7773 | 0 | 851.8485
2070 | 0 | 1627.7168 | 0 | 1627.6604 | 0 | 1627.7728
Capitalisation rate | 33.7% | [6 empty] | Engineering Justification Summary - please provide a synopsis & share the document which articulates the full detailed explanation | [6 empty] | Company View - please provide a synopsis which details your view of how beneficial this option is.
Expenditure Profile - Summary
| 2027 | 2028 | 2029 | 2030 | 2031 | Post RIIO3
| (£m) | (£m) | (£m) | (£m) | (£m) | (£m)
Capitalised costs | 0 | 0 | 0 | 0 | 0 | 0
Non-capitalised costs | 0 | 0 | 0 | 0 | 0 | 0
| Asset Class | Unit | Comments
Output
Financial Costs
Inputs
|  |  |  | RIIO3 |  |  |  |  | RIIO4 |  |  |  |  | RIIO5 |  |  |  |  | RIIO6 |  |  |  |  | RIIO7 |  |  |  |  | RIIO8 |  |  |  |  | RIIO9 |  |  |  |  | RIIO10 |  |  |  |  | RIIO11 |  |  |  |  | RIIO12
|  |  |  | 1 | 2 | 3 | 4 | 5 | 6 | 7 | 8 | 9 | 10 | 11 | 12 | 13 | 14 | 15 | 16 | 17 | 18 | 19 | 20 | 21 | 22 | 23 | 24 | 25 | 26 | 27 | 28 | 29 | 30 | 31 | 32 | 33 | 34 | 35 | 36 | 37 | 38 | 39 | 40 | 41 | 42 | 43 | 44 | 45 | 46 | 47 | 48 | 49 | 50
| Asset Class | Intervention type |  | 2027 | 2028 | 2029 | 2030 | 2031 | 2032 | 2033 | 2034 | 2035 | 2036 | 2037 | 2038 | 2039 | 2040 | 2041 | 2042 | 2043 | 2044 | 2045 | 2046 | 2047 | 2048 | 2049 | 2050 | 2051 | 2052 | 2053 | 2054 | 2055 | 2056 | 2057 | 2058 | 2059 | 2060 | 2061 | 2062 | 2063 | 2064 | 2065 | 2066 | 2067 | 2068 | 2069 | 2070 | 2071 | 2072 | 2073 | 2074 | 2075 | 2076
Capex/Repex |  |  | £m
£m
£m
£m
£m
£m
£m
£m
£m
£m
| Total Capex | (1) | £m | 0 | 0 | 0 | 0 | 0 | 0 | 0 | 0 | 0 | 0 | 0 | 0 | 0 | 0 | 0 | 0 | 0 | 0 | 0 | 0 | 0 | 0 | 0 | 0 | 0 | 0 | 0 | 0 | 0 | 0 | 0 | 0 | 0 | 0 | 0 | 0 | 0 | 0 | 0 | 0 | 0 | 0 | 0 | 0 | 0 | 0 | 0 | 0 | 0 | 0
Associated direct opex |  |  | £m
£m
£m
£m
£m
| Total Opex |  | £m | 0 | 0 | 0 | 0 | 0 | 0 | 0 | 0 | 0 | 0 | 0 | 0 | 0 | 0 | 0 | 0 | 0 | 0 | 0 | 0 | 0 | 0 | 0 | 0 | 0 | 0 | 0 | 0 | 0 | 0 | 0 | 0 | 0 | 0 | 0 | 0 | 0 | 0 | 0 | 0 | 0 | 0 | 0 | 0 | 0 | 0 | 0 | 0 | 0 | 0
Pass through costs | Leakage |  | £m | 0 | 0 | 0 | 0 | 0 | 0 | 0 | 0 | 0 | 0 | 0 | 0 | 0 | 0 | 0 | 0 | 0 | 0 | 0 | 0 | 0 | 0 | 0 | 0 | 0 | 0 | 0 | 0 | 0 | 0 | 0 | 0 | 0 | 0 | 0 | 0 | 0 | 0 | 0 | 0 | 0 | 0 | 0 | 0 | 0 | 0 | 0 | 0 | 0 | 0
£m
| Total Pass Through Costs |  | £m | 0 | 0 | 0 | 0 | 0 | 0 | 0 | 0 | 0 | 0 | 0 | 0 | 0 | 0 | 0 | 0 | 0 | 0 | 0 | 0 | 0 | 0 | 0 | 0 | 0 | 0 | 0 | 0 | 0 | 0 | 0 | 0 | 0 | 0 | 0 | 0 | 0 | 0 | 0 | 0 | 0 | 0 | 0 | 0 | 0 | 0 | 0 | 0 | 0 | 0
Annual cost calculations |  |  |  | 2027 | 2028 | 2029 | 2030 | 2031 | 2032 | 2033 | 2034 | 2035 | 2036 | 2037 | 2038 | 2039 | 2040 | 2041 | 2042 | 2043 | 2044 | 2045 | 2046 | 2047 | 2048 | 2049 | 2050 | 2051 | 2052 | 2053 | 2054 | 2055 | 2056 | 2057 | 2058 | 2059 | 2060 | 2061 | 2062 | 2063 | 2064 | 2065 | 2066 | 2067 | 2068 | 2069 | 2070 | 2071 | 2072 | 2073 | 2074 | 2075 | 2076
| Capitalisation rates | (2) | % | 33.7% | 33.7% | 33.7% | 33.7% | 33.7% | 33.7% | 33.7% | 33.7% | 33.7% | 33.7% | 33.7% | 33.7% | 33.7% | 33.7% | 33.7% | 33.7% | 33.7% | 33.7% | 33.7% | 33.7% | 33.7% | 33.7% | 33.7% | 0% | 0% | 0% | 0% | 0% | 0% | 0% | 0% | 0% | 0% | 0% | 0% | 0% | 0% | 0% | 0% | 0% | 0% | 0% | 0% | 0% | 0% | 0% | 0% | 0% | 0% | 0%
| Capitalised investment | (3)=(1)x(2) | £m | 0 | 0 | 0 | 0 | 0 | 0 | 0 | 0 | 0 | 0 | 0 | 0 | 0 | 0 | 0 | 0 | 0 | 0 | 0 | 0 | 0 | 0 | 0 | 0 | 0 | 0 | 0 | 0 | 0 | 0 | 0 | 0 | 0 | 0 | 0 | 0 | 0 | 0 | 0 | 0 | 0 | 0 | 0 | 0 | 0 | 0 | 0 | 0 | 0 | 0
| Investment to be expensed | (4)=(1)-(3) | £m | 0 | 0 | 0 | 0 | 0 | 0 | 0 | 0 | 0 | 0 | 0 | 0 | 0 | 0 | 0 | 0 | 0 | 0 | 0 | 0 | 0 | 0 | 0 | 0 | 0 | 0 | 0 | 0 | 0 | 0 | 0 | 0 | 0 | 0 | 0 | 0 | 0 | 0 | 0 | 0 | 0 | 0 | 0 | 0 | 0 | 0 | 0 | 0 | 0 | 0
| 2027 Depreciation | (5)2027=(3)2027*Dep_ratet | £m |  | 0 | 0 | 0 | 0 | 0 | 0 | 0 | 0 | 0 | 0 | 0 | 0 | 0 | 0 | 0 | 0 | 0 | 0 | 0 | 0 | 0 | 0 | 0 | 0 | 0 | 0 | 0 | 0 | 0 | 0 | 0 | 0 | 0 | 0 | 0 | 0 | 0 | 0 | 0 | 0 | 0 | 0 | 0 | 0 | 0 | 0 | 0 | 0 | 0
| 2028 Depreciation | (5)2028=(3)2028*Dep_ratet | £m |  |  | 0 | 0 | 0 | 0 | 0 | 0 | 0 | 0 | 0 | 0 | 0 | 0 | 0 | 0 | 0 | 0 | 0 | 0 | 0 | 0 | 0 | 0 | 0 | 0 | 0 | 0 | 0 | 0 | 0 | 0 | 0 | 0 | 0 | 0 | 0 | 0 | 0 | 0 | 0 | 0 | 0 | 0 | 0 | 0 | 0 | 0 | 0 | 0
| 2029 Depreciation | (5)2029=(3)2029*Dep_ratet | £m |  |  |  | 0 | 0 | 0 | 0 | 0 | 0 | 0 | 0 | 0 | 0 | 0 | 0 | 0 | 0 | 0 | 0 | 0 | 0 | 0 | 0 | 0 | 0 | 0 | 0 | 0 | 0 | 0 | 0 | 0 | 0 | 0 | 0 | 0 | 0 | 0 | 0 | 0 | 0 | 0 | 0 | 0 | 0 | 0 | 0 | 0 | 0 | 0
| 2030 Depreciation | (5)2030=(3)2030*Dep_ratet | £m |  |  |  |  | 0 | 0 | 0 | 0 | 0 | 0 | 0 | 0 | 0 | 0 | 0 | 0 | 0 | 0 | 0 | 0 | 0 | 0 | 0 | 0 | 0 | 0 | 0 | 0 | 0 | 0 | 0 | 0 | 0 | 0 | 0 | 0 | 0 | 0 | 0 | 0 | 0 | 0 | 0 | 0 | 0 | 0 | 0 | 0 | 0 | 0
| 2031 Depreciation | (5)2031=(3)2031*Dep_ratet | £m | [5 empty] | 0 | 0 | 0 | 0 | 0 | 0 | 0 | 0 | 0 | 0 | 0 | 0 | 0 | 0 | 0 | 0 | 0 | 0 | 0 | 0 | 0 | 0 | 0 | 0 | 0 | 0 | 0 | 0 | 0 | 0 | 0 | 0 | 0 | 0 | 0 | 0 | 0 | 0 | 0 | 0 | 0 | 0 | 0 | 0 | 0
| 2032 Depreciation | (5)2032=(3)2032*Dep_ratet | £m | [6 empty] | 0 | 0 | 0 | 0 | 0 | 0 | 0 | 0 | 0 | 0 | 0 | 0 | 0 | 0 | 0 | 0 | 0 | 0 | 0 | 0 | 0 | 0 | 0 | 0 | 0 | 0 | 0 | 0 | 0 | 0 | 0 | 0 | 0 | 0 | 0 | 0 | 0 | 0 | 0 | 0 | 0 | 0 | 0 | 0
| 2033 Depreciation | (5)2033=(3)2033*Dep_ratet | £m | [7 empty] | 0 | 0 | 0 | 0 | 0 | 0 | 0 | 0 | 0 | 0 | 0 | 0 | 0 | 0 | 0 | 0 | 0 | 0 | 0 | 0 | 0 | 0 | 0 | 0 | 0 | 0 | 0 | 0 | 0 | 0 | 0 | 0 | 0 | 0 | 0 | 0 | 0 | 0 | 0 | 0 | 0 | 0 | 0
| 2034 Depreciation | (5)2034=(3)2034*Dep_ratet | £m | [8 empty] | 0 | 0 | 0 | 0 | 0 | 0 | 0 | 0 | 0 | 0 | 0 | 0 | 0 | 0 | 0 | 0 | 0 | 0 | 0 | 0 | 0 | 0 | 0 | 0 | 0 | 0 | 0 | 0 | 0 | 0 | 0 | 0 | 0 | 0 | 0 | 0 | 0 | 0 | 0 | 0 | 0 | 0
| 2035 Depreciation | (5)2035=(3)2035*Dep_ratet | £m | [9 empty] | 0 | 0 | 0 | 0 | 0 | 0 | 0 | 0 | 0 | 0 | 0 | 0 | 0 | 0 | 0 | 0 | 0 | 0 | 0 | 0 | 0 | 0 | 0 | 0 | 0 | 0 | 0 | 0 | 0 | 0 | 0 | 0 | 0 | 0 | 0 | 0 | 0 | 0 | 0 | 0 | 0
| 2036 Depreciation | (5)2036=(3)2036*Dep_ratet | £m | [10 empty] | 0 | 0 | 0 | 0 | 0 | 0 | 0 | 0 | 0 | 0 | 0 | 0 | 0 | 0 | 0 | 0 | 0 | 0 | 0 | 0 | 0 | 0 | 0 | 0 | 0 | 0 | 0 | 0 | 0 | 0 | 0 | 0 | 0 | 0 | 0 | 0 | 0 | 0 | 0 | 0
| 2037 Depreciation | (5)2037=(3)2037*Dep_ratet | £m | [11 empty] | 0 | 0 | 0 | 0 | 0 | 0 | 0 | 0 | 0 | 0 | 0 | 0 | 0 | 0 | 0 | 0 | 0 | 0 | 0 | 0 | 0 | 0 | 0 | 0 | 0 | 0 | 0 | 0 | 0 | 0 | 0 | 0 | 0 | 0 | 0 | 0 | 0 | 0 | 0
| 2038 Depreciation | (5)2038=(3)2038*Dep_ratet | £m | [12 empty] | 0 | 0 | 0 | 0 | 0 | 0 | 0 | 0 | 0 | 0 | 0 | 0 | 0 | 0 | 0 | 0 | 0 | 0 | 0 | 0 | 0 | 0 | 0 | 0 | 0 | 0 | 0 | 0 | 0 | 0 | 0 | 0 | 0 | 0 | 0 | 0 | 0 | 0
| 2039 Depreciation | (5)2039=(3)2039*Dep_ratet | £m | [13 empty] | 0 | 0 | 0 | 0 | 0 | 0 | 0 | 0 | 0 | 0 | 0 | 0 | 0 | 0 | 0 | 0 | 0 | 0 | 0 | 0 | 0 | 0 | 0 | 0 | 0 | 0 | 0 | 0 | 0 | 0 | 0 | 0 | 0 | 0 | 0 | 0 | 0
| 2040 Depreciation | (5)2040=(3)2040*Dep_ratet | £m | [14 empty] | 0 | 0 | 0 | 0 | 0 | 0 | 0 | 0 | 0 | 0 | 0 | 0 | 0 | 0 | 0 | 0 | 0 | 0 | 0 | 0 | 0 | 0 | 0 | 0 | 0 | 0 | 0 | 0 | 0 | 0 | 0 | 0 | 0 | 0 | 0 | 0
| 2041 Depreciation | (5)2041=(3)2041*Dep_ratet | £m | [15 empty] | 0 | 0 | 0 | 0 | 0 | 0 | 0 | 0 | 0 | 0 | 0 | 0 | 0 | 0 | 0 | 0 | 0 | 0 | 0 | 0 | 0 | 0 | 0 | 0 | 0 | 0 | 0 | 0 | 0 | 0 | 0 | 0 | 0 | 0 | 0
| 2042 Depreciation | (5)2042=(3)2042*Dep_ratet | £m | [16 empty] | 0 | 0 | 0 | 0 | 0 | 0 | 0 | 0 | 0 | 0 | 0 | 0 | 0 | 0 | 0 | 0 | 0 | 0 | 0 | 0 | 0 | 0 | 0 | 0 | 0 | 0 | 0 | 0 | 0 | 0 | 0 | 0 | 0 | 0
| 2043 Depreciation | (5)2043=(3)2043*Dep_ratet | £m | [17 empty] | 0 | 0 | 0 | 0 | 0 | 0 | 0 | 0 | 0 | 0 | 0 | 0 | 0 | 0 | 0 | 0 | 0 | 0 | 0 | 0 | 0 | 0 | 0 | 0 | 0 | 0 | 0 | 0 | 0 | 0 | 0 | 0 | 0
| 2044 Depreciation | (5)2044=(3)2044*Dep_ratet | £m | [18 empty] | 0 | 0 | 0 | 0 | 0 | 0 | 0 | 0 | 0 | 0 | 0 | 0 | 0 | 0 | 0 | 0 | 0 | 0 | 0 | 0 | 0 | 0 | 0 | 0 | 0 | 0 | 0 | 0 | 0 | 0 | 0 | 0
| 2045 Depreciation | (5)2045=(3)2045*Dep_ratet | £m | [19 empty] | 0 | 0 | 0 | 0 | 0 | 0 | 0 | 0 | 0 | 0 | 0 | 0 | 0 | 0 | 0 | 0 | 0 | 0 | 0 | 0 | 0 | 0 | 0 | 0 | 0 | 0 | 0 | 0 | 0 | 0 | 0
| 2046 Depreciation | (5)2046=(3)2046*Dep_ratet | £m | [20 empty] | 0 | 0 | 0 | 0 | 0 | 0 | 0 | 0 | 0 | 0 | 0 | 0 | 0 | 0 | 0 | 0 | 0 | 0 | 0 | 0 | 0 | 0 | 0 | 0 | 0 | 0 | 0 | 0 | 0 | 0
| 2047 Depreciation | (5)2047=(3)2047*Dep_ratet | £m | 2048: 0; 2049: 0; 2050: 0; 2051: 0; 2052: 0; 2053: 0; 2054: 0; 2055: 0; 2056: 0; 2057: 0; 2058: 0; 2059: 0; 2060: 0; 2061: 0; 2062: 0; 2063: 0; 2064: 0; 2065: 0; 2066: 0; 2067: 0; 2068: 0; 2069: 0; 2070: 0; 2071: 0; 2072: 0; 2073: 0; 2074: 0; 2075: 0; 2076: 0
| 2048 Depreciation | (5)2048=(3)2048*Dep_ratet | £m | 2049: 0; 2050: 0; 2051: 0; 2052: 0; 2053: 0; 2054: 0; 2055: 0; 2056: 0; 2057: 0; 2058: 0; 2059: 0; 2060: 0; 2061: 0; 2062: 0; 2063: 0; 2064: 0; 2065: 0; 2066: 0; 2067: 0; 2068: 0; 2069: 0; 2070: 0; 2071: 0; 2072: 0; 2073: 0; 2074: 0; 2075: 0; 2076: 0
| 2049 Depreciation | (5)2049=(3)2049*Dep_ratet | £m | 2050: 0; 2051: 0; 2052: 0; 2053: 0; 2054: 0; 2055: 0; 2056: 0; 2057: 0; 2058: 0; 2059: 0; 2060: 0; 2061: 0; 2062: 0; 2063: 0; 2064: 0; 2065: 0; 2066: 0; 2067: 0; 2068: 0; 2069: 0; 2070: 0; 2071: 0; 2072: 0; 2073: 0; 2074: 0; 2075: 0; 2076: 0
| 2050 Depreciation | (5)2050=(3)2050*Dep_ratet | £m
| 2051 Depreciation | (5)2051=(3)2051*Dep_ratet | £m
| 2052 Depreciation | (5)2052=(3)2052*Dep_ratet | £m
| 2053 Depreciation | (5)2053=(3)2053*Dep_ratet | £m
| 2054 Depreciation | (5)2054=(3)2054*Dep_ratet | £m
| 2055 Depreciation | (5)2055=(3)2055*Dep_ratet | £m
| 2056 Depreciation | (5)2056=(3)2056*Dep_ratet | £m
| 2057 Depreciation | (5)2057=(3)2057*Dep_ratet | £m
| 2058 Depreciation | (5)2058=(3)2058*Dep_ratet | £m
| 2059 Depreciation | (5)2059=(3)2059*Dep_ratet | £m
| 2060 Depreciation | (5)2060=(3)2060*Dep_ratet | £m
| 2061 Depreciation | (5)2061=(3)2061*Dep_ratet | £m
| 2062 Depreciation | (5)2062=(3)2062*Dep_ratet | £m
| 2063 Depreciation | (5)2063=(3)2063*Dep_ratet | £m
| 2064 Depreciation | (5)2064=(3)2064*Dep_ratet | £m
| 2065 Depreciation | (5)2065=(3)2065*Dep_ratet | £m
| 2066 Depreciation | (5)2066=(3)2066*Dep_ratet | £m
| 2067 Depreciation | (5)2067=(3)2067*Dep_ratet | £m
| 2068 Depreciation | (5)2068=(3)2068*Dep_ratet | £m
| 2069 Depreciation | (5)2069=(3)2069*Dep_ratet | £m
| 2070 Depreciation | (5)2070=(3)2070*Dep_ratet | £m
| Depreciation | (5)=∑(5)t | £m | 0 | 0 | 0 | 0 | 0 | 0 | 0 | 0 | 0 | 0 | 0 | 0 | 0 | 0 | 0 | 0 | 0 | 0 | 0 | 0 | 0 | 0 | 0 | 0 | 0 | 0 | 0 | 0 | 0 | 0 | 0 | 0 | 0 | 0 | 0 | 0 | 0 | 0 | 0 | 0 | 0 | 0 | 0 | 0 | 0 | 0 | 0 | 0 | 0 | 0
| Opening RAV balance | (6op)t=(6cl)t-1 | £m | 0 | 0 | 0 | 0 | 0 | 0 | 0 | 0 | 0 | 0 | 0 | 0 | 0 | 0 | 0 | 0 | 0 | 0 | 0 | 0 | 0 | 0 | 0 | 0 | 0 | 0 | 0 | 0 | 0 | 0 | 0 | 0 | 0 | 0 | 0 | 0 | 0 | 0 | 0 | 0 | 0 | 0 | 0 | 0 | 0 | 0 | 0 | 0 | 0 | 0
| Discounted RAV balance | (6D)=(6cl)*(1/1+WACC)) | £m | 0 | 0 | 0 | 0 | 0 | 0 | 0 | 0 | 0 | 0 | 0 | 0 | 0 | 0 | 0 | 0 | 0 | 0 | 0 | 0 | 0 | 0 | 0 | 0 | 0 | 0 | 0 | 0 | 0 | 0 | 0 | 0 | 0 | 0 | 0 | 0 | 0 | 0 | 0 | 0 | 0 | 0 | 0 | 0 | 0 | 0 | 0 | 0 | 0 | 0
| Closing RAV balance | (6cl)=(3)-(5)+(6op) | £m | 0 | 0 | 0 | 0 | 0 | 0 | 0 | 0 | 0 | 0 | 0 | 0 | 0 | 0 | 0 | 0 | 0 | 0 | 0 | 0 | 0 | 0 | 0 | 0 | 0 | 0 | 0 | 0 | 0 | 0 | 0 | 0 | 0 | 0 | 0 | 0 | 0 | 0 | 0 | 0 | 0 | 0 | 0 | 0 | 0 | 0 | 0 | 0 | 0 | 0
| Cost of Capital | (6)=avg[(6D),(6op)]xWACC | £m | 0 | 0 | 0 | 0 | 0 | 0 | 0 | 0 | 0 | 0 | 0 | 0 | 0 | 0 | 0 | 0 | 0 | 0 | 0 | 0 | 0 | 0 | 0 | 0 | 0 | 0 | 0 | 0 | 0 | 0 | 0 | 0 | 0 | 0 | 0 | 0 | 0 | 0 | 0 | 0 | 0 | 0 | 0 | 0 | 0 | 0 | 0 | 0 | 0 | 0
| Total Capitalised Costs | (7)=(5)+(6) | £m | 0 | 0 | 0 | 0 | 0 | 0 | 0 | 0 | 0 | 0 | 0 | 0 | 0 | 0 | 0 | 0 | 0 | 0 | 0 | 0 | 0 | 0 | 0 | 0 | 0 | 0 | 0 | 0 | 0 | 0 | 0 | 0 | 0 | 0 | 0 | 0 | 0 | 0 | 0 | 0 | 0 | 0 | 0 | 0 | 0 | 0 | 0 | 0 | 0 | 0
| Total Non-Capitalised Costs |  |  | 0 | 0 | 0 | 0 | 0 | 0 | 0 | 0 | 0 | 0 | 0 | 0 | 0 | 0 | 0 | 0 | 0 | 0 | 0 | 0 | 0 | 0 | 0 | 0 | 0 | 0 | 0 | 0 | 0 | 0 | 0 | 0 | 0 | 0 | 0 | 0 | 0 | 0 | 0 | 0 | 0 | 0 | 0 | 0 | 0 | 0 | 0 | 0 | 0 | 0
| Total Direct Costs |  |  | 0 | 0 | 0 | 0 | 0 | 0 | 0 | 0 | 0 | 0 | 0 | 0 | 0 | 0 | 0 | 0 | 0 | 0 | 0 | 0 | 0 | 0 | 0 | 0 | 0 | 0 | 0 | 0 | 0 | 0 | 0 | 0 | 0 | 0 | 0 | 0 | 0 | 0 | 0 | 0 | 0 | 0 | 0 | 0 | 0 | 0 | 0 | 0 | 0 | 0
Non-Financial Costs/Benefits
Calculated values
| Category | Description |  | 2027 | 2028 | 2029 | 2030 | 2031 | 2032 | 2033 | 2034 | 2035 | 2036 | 2037 | 2038 | 2039 | 2040 | 2041 | 2042 | 2043 | 2044 | 2045 | 2046 | 2047 | 2048 | 2049 | 2050 | 2051 | 2052 | 2053 | 2054 | 2055 | 2056 | 2057 | 2058 | 2059 | 2060 | 2061 | 2062 | 2063 | 2064 | 2065 | 2066 | 2067 | 2068 | 2069 | 2070 | 2071 | 2072 | 2073 | 2074 | 2075 | 2076
Non-financial benefits/costs - values | Environmental | Leakage | £m | 0 | 0 | 0 | 0 | 0 | 0 | 0 | 0 | 0 | 0 | 0 | 0 | 0 | 0 | 0 | 0 | 0 | 0 | 0 | 0 | 0 | 0 | 0 | 0 | 0 | 0 | 0 | 0 | 0 | 0 | 0 | 0 | 0 | 0 | 0 | 0 | 0 | 0 | 0 | 0 | 0 | 0 | 0 | 0 | 0 | 0 | 0 | 0 | 0 | 0
| Environmental |  | £m
| Environmental |  | £m
| Safety | Fatality risk | £m | 0 | 0 | 0 | 0 | 0 | 0 | 0 | 0 | 0 | 0 | 0 | 0 | 0 | 0 | 0 | 0 | 0 | 0 | 0 | 0 | 0 | 0 | 0 | 0 | 0 | 0 | 0 | 0 | 0 | 0 | 0 | 0 | 0 | 0 | 0 | 0 | 0 | 0 | 0 | 0 | 0 | 0 | 0 | 0 | 0 | 0 | 0 | 0 | 0 | 0
| Safety | Non-Fatality risk | £m | 0 | 0 | 0 | 0 | 0 | 0 | 0 | 0 | 0 | 0 | 0 | 0 | 0 | 0 | 0 | 0 | 0 | 0 | 0 | 0 | 0 | 0 | 0 | 0 | 0 | 0 | 0 | 0 | 0 | 0 | 0 | 0 | 0 | 0 | 0 | 0 | 0 | 0 | 0 | 0 | 0 | 0 | 0 | 0 | 0 | 0 | 0 | 0 | 0 | 0
| Safety |  | £m
| Safety |  | £m
| Financial | NGN VF Financial Risk | £m
| Financial | NGN VF Customer Risk | £m
| Financial | NGN VF Compliance Risk | £m
| Other |  | £m
| Other |  | £m
Inputs
| Category | Description |  | 2027 | 2028 | 2029 | 2030 | 2031 | 2032 | 2033 | 2034 | 2035 | 2036 | 2037 | 2038 | 2039 | 2040 | 2041 | 2042 | 2043 | 2044 | 2045 | 2046 | 2047 | 2048 | 2049 | 2050 | 2051 | 2052 | 2053 | 2054 | 2055 | 2056 | 2057 | 2058 | 2059 | 2060 | 2061 | 2062 | 2063 | 2064 | 2065 | 2066 | 2067 | 2068 | 2069 | 2070 | 2071 | 2072 | 2073 | 2074 | 2075 | 2076
Non-financial benefits/costs - inputs | Environmental | Leakage | GWh
Environmental
Environmental
| Safety | Fatality risk
| Safety | Non-Fatality risk
Safety
Safety
Other
Other
Other
Other
Other
Alternative carbon calculations |  |  |  | 2027 | 2028 | 2029 | 2030 | 2031 | 2032 | 2033 | 2034 | 2035 | 2036 | 2037 | 2038 | 2039 | 2040 | 2041 | 2042 | 2043 | 2044 | 2045 | 2046 | 2047 | 2048 | 2049 | 2050 | 2051 | 2052 | 2053 | 2054 | 2055 | 2056 | 2057 | 2058 | 2059 | 2060 | 2061 | 2062 | 2063 | 2064 | 2065 | 2066 | 2067 | 2068 | 2069 | 2070 | 2071 | 2072 | 2073 | 2074 | 2075 | 2076
Environmental costs - low CO2 cost | Environmental | Leakage | £m | 0 | 0 | 0 | 0 | 0 | 0 | 0 | 0 | 0 | 0 | 0 | 0 | 0 | 0 | 0 | 0 | 0 | 0 | 0 | 0 | 0 | 0 | 0 | 0 | 0 | 0 | 0 | 0 | 0 | 0 | 0 | 0 | 0 | 0 | 0 | 0 | 0 | 0 | 0 | 0 | 0 | 0 | 0 | 0 | 0 | 0 | 0 | 0 | 0 | 0
| Environmental |  | £m
| Environmental |  | £m
Environmental costs - high CO2 cost | Environmental | Leakage | £m | 0 | 0 | 0 | 0 | 0 | 0 | 0 | 0 | 0 | 0 | 0 | 0 | 0 | 0 | 0 | 0 | 0 | 0 | 0 | 0 | 0 | 0 | 0 | 0 | 0 | 0 | 0 | 0 | 0 | 0 | 0 | 0 | 0 | 0 | 0 | 0 | 0 | 0 | 0 | 0 | 0 | 0 | 0 | 0 | 0 | 0 | 0 | 0 | 0 | 0
| Environmental |  | £m
| Environmental |  | £m
Net Present Values
Discount factors and summary
|  |  |  | 2027 | 2028 | 2029 | 2030 | 2031 | 2032 | 2033 | 2034 | 2035 | 2036 | 2037 | 2038 | 2039 | 2040 | 2041 | 2042 | 2043 | 2044 | 2045 | 2046 | 2047 | 2048 | 2049 | 2050 | 2051 | 2052 | 2053 | 2054 | 2055 | 2056 | 2057 | 2058 | 2059 | 2060 | 2061 | 2062 | 2063 | 2064 | 2065 | 2066 | 2067 | 2068 | 2069 | 2070 | 2071 | 2072 | 2073 | 2074 | 2075 | 2076
Discount factors | Discount factor (Non-Safety) | =1/[(1+SRTP)^n] | % | 100% | 96.62% | 93.35% | 90.19% | 87.14% | 84.2% | 81.35% | 78.6% | 75.94% | 73.37% | 70.89% | 68.49% | 66.18% | 63.94% | 61.78% | 59.69% | 57.67% | 55.72% | 53.84% | 52.02% | 50.26% | 48.56% | 46.92% | 45.33% | 43.8% | 42.31% | 40.88% | 39.5% | 38.17% | 36.87% | 35.63% | 34.59% | 33.58% | 32.6% | 31.65% | 30.73% | 29.84% | 28.97% | 28.12% | 27.31% | 26.51% | 25.74% | 24.99% | 24.26% | 23.55% | 22.87% | 22.2% | 21.56% | 20.93% | 20.32%
| Discount factor (Safety) | =1/[(1+HDR)^n] | % | 100% | 98.52% | 97.07% | 95.63% | 94.22% | 92.83% | 91.45% | 90.1% | 88.77% | 87.46% | 86.17% | 84.89% | 83.64% | 82.4% | 81.18% | 79.99% | 78.8% | 77.64% | 76.49% | 75.36% | 74.25% | 73.15% | 72.07% | 71% | 69.95% | 68.92% | 67.9% | 66.9% | 65.91% | 64.94% | 63.98% | 63.16% | 62.36% | 61.57% | 60.79% | 60.02% | 59.25% | 58.5% | 57.76% | 57.03% | 56.3% | 55.59% | 54.88% | 54.18% | 53.5% | 52.82% | 52.15% | 51.48% | 50.83% | 50.19%
Summary of discounted costs/benefits | Capex |  | £m | 0 | 0 | 0 | 0 | 0 | 0 | 0 | 0 | 0 | 0 | 0 | 0 | 0 | 0 | 0 | 0 | 0 | 0 | 0 | 0 | 0 | 0 | 0 | 0 | 0 | 0 | 0 | 0 | 0 | 0 | 0 | 0 | 0 | 0 | 0 | 0 | 0 | 0 | 0 | 0 | 0 | 0 | 0 | 0 | 0 | 0 | 0 | 0 | 0 | 0
| Opex |  | £m | 0 | 0 | 0 | 0 | 0 | 0 | 0 | 0 | 0 | 0 | 0 | 0 | 0 | 0 | 0 | 0 | 0 | 0 | 0 | 0 | 0 | 0 | 0 | 0 | 0 | 0 | 0 | 0 | 0 | 0 | 0 | 0 | 0 | 0 | 0 | 0 | 0 | 0 | 0 | 0 | 0 | 0 | 0 | 0 | 0 | 0 | 0 | 0 | 0 | 0
| Pass Through Costs |  | £m | 0 | 0 | 0 | 0 | 0 | 0 | 0 | 0 | 0 | 0 | 0 | 0 | 0 | 0 | 0 | 0 | 0 | 0 | 0 | 0 | 0 | 0 | 0 | 0 | 0 | 0 | 0 | 0 | 0 | 0 | 0 | 0 | 0 | 0 | 0 | 0 | 0 | 0 | 0 | 0 | 0 | 0 | 0 | 0 | 0 | 0 | 0 | 0 | 0 | 0
| Environmental - central CO2 cost |  | £m | 0 | 0 | 0 | 0 | 0 | 0 | 0 | 0 | 0 | 0 | 0 | 0 | 0 | 0 | 0 | 0 | 0 | 0 | 0 | 0 | 0 | 0 | 0 | 0 | 0 | 0 | 0 | 0 | 0 | 0 | 0 | 0 | 0 | 0 | 0 | 0 | 0 | 0 | 0 | 0 | 0 | 0 | 0 | 0 | 0 | 0 | 0 | 0 | 0 | 0
| Environmental - low CO2 cost |  | £m | 0 | 0 | 0 | 0 | 0 | 0 | 0 | 0 | 0 | 0 | 0 | 0 | 0 | 0 | 0 | 0 | 0 | 0 | 0 | 0 | 0 | 0 | 0 | 0 | 0 | 0 | 0 | 0 | 0 | 0 | 0 | 0 | 0 | 0 | 0 | 0 | 0 | 0 | 0 | 0 | 0 | 0 | 0 | 0 | 0 | 0 | 0 | 0 | 0 | 0
| Environmental - high CO2 cost |  | £m | 0 | 0 | 0 | 0 | 0 | 0 | 0 | 0 | 0 | 0 | 0 | 0 | 0 | 0 | 0 | 0 | 0 | 0 | 0 | 0 | 0 | 0 | 0 | 0 | 0 | 0 | 0 | 0 | 0 | 0 | 0 | 0 | 0 | 0 | 0 | 0 | 0 | 0 | 0 | 0 | 0 | 0 | 0 | 0 | 0 | 0 | 0 | 0 | 0 | 0
| Safety |  | £m | 0 | 0 | 0 | 0 | 0 | 0 | 0 | 0 | 0 | 0 | 0 | 0 | 0 | 0 | 0 | 0 | 0 | 0 | 0 | 0 | 0 | 0 | 0 | 0 | 0 | 0 | 0 | 0 | 0 | 0 | 0 | 0 | 0 | 0 | 0 | 0 | 0 | 0 | 0 | 0 | 0 | 0 | 0 | 0 | 0 | 0 | 0 | 0 | 0 | 0
| Financial |  | £m | 0 | 0 | 0 | 0 | 0 | 0 | 0 | 0 | 0 | 0 | 0 | 0 | 0 | 0 | 0 | 0 | 0 | 0 | 0 | 0 | 0 | 0 | 0 | 0 | 0 | 0 | 0 | 0 | 0 | 0 | 0 | 0 | 0 | 0 | 0 | 0 | 0 | 0 | 0 | 0 | 0 | 0 | 0 | 0 | 0 | 0 | 0 | 0 | 0 | 0
| Other |  | £m | 0 | 0 | 0 | 0 | 0 | 0 | 0 | 0 | 0 | 0 | 0 | 0 | 0 | 0 | 0 | 0 | 0 | 0 | 0 | 0 | 0 | 0 | 0 | 0 | 0 | 0 | 0 | 0 | 0 | 0 | 0 | 0 | 0 | 0 | 0 | 0 | 0 | 0 | 0 | 0 | 0 | 0 | 0 | 0 | 0 | 0 | 0 | 0 | 0 | 0
Annual Total | Total - central carbon cost |  | £m | 0 | 0 | 0 | 0 | 0 | 0 | 0 | 0 | 0 | 0 | 0 | 0 | 0 | 0 | 0 | 0 | 0 | 0 | 0 | 0 | 0 | 0 | 0 | 0 | 0 | 0 | 0 | 0 | 0 | 0 | 0 | 0 | 0 | 0 | 0 | 0 | 0 | 0 | 0 | 0 | 0 | 0 | 0 | 0 | 0 | 0 | 0 | 0 | 0 | 0
| Total - low carbon cost |  | £m | 0 | 0 | 0 | 0 | 0 | 0 | 0 | 0 | 0 | 0 | 0 | 0 | 0 | 0 | 0 | 0 | 0 | 0 | 0 | 0 | 0 | 0 | 0 | 0 | 0 | 0 | 0 | 0 | 0 | 0 | 0 | 0 | 0 | 0 | 0 | 0 | 0 | 0 | 0 | 0 | 0 | 0 | 0 | 0 | 0 | 0 | 0 | 0 | 0 | 0
| Total - high carbon cost |  | £m | 0 | 0 | 0 | 0 | 0 | 0 | 0 | 0 | 0 | 0 | 0 | 0 | 0 | 0 | 0 | 0 | 0 | 0 | 0 | 0 | 0 | 0 | 0 | 0 | 0 | 0 | 0 | 0 | 0 | 0 | 0 | 0 | 0 | 0 | 0 | 0 | 0 | 0 | 0 | 0 | 0 | 0 | 0 | 0 | 0 | 0 | 0 | 0 | 0 | 0
Net Present Value | NPV - central carbon cost |  | £m | 0 | 0 | 0 | 0 | 0 | 0 | 0 | 0 | 0 | 0 | 0 | 0 | 0 | 0 | 0 | 0 | 0 | 0 | 0 | 0 | 0 | 0 | 0 | 0 | 0 | 0 | 0 | 0 | 0 | 0 | 0 | 0 | 0 | 0 | 0 | 0 | 0 | 0 | 0 | 0 | 0 | 0 | 0 | 0 | 0 | 0 | 0 | 0 | 0 | 0
| NPV - low carbon cost |  | £m | 0 | 0 | 0 | 0 | 0 | 0 | 0 | 0 | 0 | 0 | 0 | 0 | 0 | 0 | 0 | 0 | 0 | 0 | 0 | 0 | 0 | 0 | 0 | 0 | 0 | 0 | 0 | 0 | 0 | 0 | 0 | 0 | 0 | 0 | 0 | 0 | 0 | 0 | 0 | 0 | 0 | 0 | 0 | 0 | 0 | 0 | 0 | 0 | 0 | 0
| NPV - high carbon cost |  | £m | 0 | 0 | 0 | 0 | 0 | 0 | 0 | 0 | 0 | 0 | 0 | 0 | 0 | 0 | 0 | 0 | 0 | 0 | 0 | 0 | 0 | 0 | 0 | 0 | 0 | 0 | 0 | 0 | 0 | 0 | 0 | 0 | 0 | 0 | 0 | 0 | 0 | 0 | 0 | 0 | 0 | 0 | 0 | 0 | 0 | 0 | 0 | 0 | 0 | 0
Comparison to baseline
|  |  |  | 2027 | 2028 | 2029 | 2030 | 2031 | 2032 | 2033 | 2034 | 2035 | 2036 | 2037 | 2038 | 2039 | 2040 | 2041 | 2042 | 2043 | 2044 | 2045 | 2046 | 2047 | 2048 | 2049 | 2050 | 2051 | 2052 | 2053 | 2054 | 2055 | 2056 | 2057 | 2058 | 2059 | 2060 | 2061 | 2062 | 2063 | 2064 | 2065 | 2066 | 2067 | 2068 | 2069 | 2070 | 2071 | 2072 | 2073 | 2074 | 2075 | 2076
Summary of discounted costs/benefits | Capex |  | £m | 0 | 0 | 0 | 0 | 0 | 0 | 0 | 0 | 0 | 0 | 0 | 0 | 0 | 0 | 0 | 0 | 0 | 0 | 0 | 0 | 0 | 0 | 0 | 0 | 0 | 0 | 0 | 0 | 0 | 0 | 0 | 0 | 0 | 0 | 0 | 0 | 0 | 0 | 0 | 0 | 0 | 0 | 0 | 0 | 0 | 0 | 0 | 0 | 0 | 0
| Opex |  | £m | 0 | 0 | 0 | 0 | 0 | 0 | 0 | 0 | 0 | 0 | 0 | 0 | 0 | 0 | 0 | 0 | 0 | 0 | 0 | 0 | 0 | 0 | 0 | 0 | 0 | 0 | 0 | 0 | 0 | 0 | 0 | 0 | 0 | 0 | 0 | 0 | 0 | 0 | 0 | 0 | 0 | 0 | 0 | 0 | 0 | 0 | 0 | 0 | 0 | 0
| Pass Through Costs |  | £m | 0.00020618 | 0.00020836 | 0.00021061 | 0.00021294 | 0.00021536 | 0.00021786 | 0.00022045 | 0.00022313 | 0.00022588 | 0.00022872 | 0.00023164 | 0.00023464 | 0.00023772 | 0.00024088 | 0.00024413 | 0.00024746 | 0.00025087 | 0.00025436 | 0.00025794 | 0.00026161 | 0.00026536 | 0.0002692 | 0.00027312 | 0.00027713 | 0.00030549 | 0.00031009 | 0.00031478 | 0.00031958 | 0.00032447 | 0.00032946 | 0.00033456 | 0.0003414 | 0.00034841 | 0.00035559 | 0.00036293 | 0.00037045 | 0.00037814 | 0.00038601 | 0.00039407 | 0.00040231 | 0.00041075 | 0.00041938 | 0.0004282 | 0.00043723 | 0.00044647 | 0.00045592 | 0.00046558 | 0.00047546 | 0.00048557 | 0.00049589
| Environmental - central CO2 cost |  | £m | 0.0012294 | 0.0012645 | 0.001296 | 0.0013284 | 0.0013664 | 0.0014053 | 0.0014408 | 0.0014819 | 0.0015242 | 0.0015627 | 0.0016073 | 0.001653 | 0.0016999 | 0.0017532 | 0.0018027 | 0.0018535 | 0.0019057 | 0.0019647 | 0.0020197 | 0.0020817 | 0.0021397 | 0.0022049 | 0.0022718 | 0.0023404 | 0.0026173 | 0.0026951 | 0.0027754 | 0.0028577 | 0.0029418 | 0.0030281 | 0.0031166 | 0.003223 | 0.0033326 | 0.0034456 | 0.003562 | 0.003682 | 0.0038056 | 0.0039329 | 0.0040641 | 0.0041993 | 0.0043386 | 0.004482 | 0.0046297 | 0.0047819 | 0.0049386 | 0.0050999 | 0.005266 | 0.0054371 | 0.0056132 | 0.0057944
| Environmental - low CO2 cost |  | £m | 0.00061567 | 0.00063163 | 0.00064819 | 0.00066535 | 0.00068314 | 0.00070158 | 0.00072075 | 0.00074061 | 0.00076117 | 0.00078247 | 0.00080452 | 0.00082735 | 0.00085098 | 0.00087543 | 0.00090054 | 0.00092651 | 0.00095338 | 0.00098116 | 0.0010099 | 0.0010396 | 0.0010703 | 0.0011021 | 0.0011349 | 0.0011689 | 0.001307 | 0.0013456 | 0.0013852 | 0.0014259 | 0.0014676 | 0.0015103 | 0.0015541 | 0.0016068 | 0.0016611 | 0.0017171 | 0.0017747 | 0.0018342 | 0.0018954 | 0.0019585 | 0.0020234 | 0.0020904 | 0.0021593 | 0.0022303 | 0.0023035 | 0.0023788 | 0.0024564 | 0.0025362 | 0.0026185 | 0.0027031 | 0.0027903 | 0.00288
| Environmental - high CO2 cost |  | £m | 0.001847 | 0.0018949 | 0.0019446 | 0.001996 | 0.0020494 | 0.0021048 | 0.0021623 | 0.0022218 | 0.0022835 | 0.0023474 | 0.0024136 | 0.002482 | 0.0025529 | 0.0026263 | 0.0027016 | 0.0027795 | 0.0028601 | 0.0029435 | 0.0030297 | 0.0031188 | 0.003211 | 0.0033063 | 0.0034048 | 0.0035066 | 0.0039209 | 0.0040367 | 0.0041557 | 0.0042777 | 0.0044028 | 0.0045309 | 0.0046624 | 0.0048205 | 0.0049834 | 0.0051512 | 0.0053242 | 0.0055025 | 0.0056862 | 0.0058754 | 0.0060703 | 0.0062712 | 0.006478 | 0.006691 | 0.0069105 | 0.0071364 | 0.0073691 | 0.0076087 | 0.0078554 | 0.0081094 | 0.0083709 | 0.0086399
| Safety |  | £m | 0.43055 | 0.44568 | 0.46138 | 0.47767 | 0.49457 | 0.51211 | 0.51403 | 0.50944 | 0.50502 | 0.50078 | 0.49673 | 0.49286 | 0.48895 | 0.48406 | 0.47932 | 0.47475 | 0.4702 | 0.46514 | 0.46022 | 0.45545 | 0.45083 | 0.44634 | 0.44201 | 0.43782 | 3.9034 | 3.8485 | 3.7945 | 3.7414 | 3.6892 | 3.6378 | 3.5874 | 3.5452 | 3.5038 | 3.463 | 3.4229 | 3.3834 | 3.3446 | 3.3065 | 3.269 | 3.2322 | 3.196 | 3.1604 | 3.1255 | 3.0913 | 3.0577 | 3.0247 | 2.9924 | 2.9608 | 2.9298 | 2.8991
| Financial |  |  | 5.8794 | 5.9672 | 6.0569 | 6.1485 | 6.2421 | 6.3375 | 6.3534 | 6.3385 | 6.3274 | 6.3201 | 6.3166 | 6.3168 | 6.3191 | 6.318 | 6.3205 | 6.3266 | 6.3359 | 6.347 | 6.3616 | 6.3795 | 6.4007 | 6.4253 | 6.4531 | 6.484 | 63.0641 | 63.4289 | 63.8236 | 64.248 | 64.7016 | 65.1843 | 65.6959 | 66.5576 | 67.4548 | 68.3879 | 69.3571 | 70.3628 | 71.4052 | 72.4849 | 73.6021 | 74.7573 | 75.951 | 77.1835 | 78.4554 | 79.7672 | 81.1193 | 82.5123 | 83.9468 | 85.4234 | 86.9289 | 88.4681
| Other |  | £m | 0 | 0 | 0 | 0 | 0 | 0 | 0 | 0 | 0 | 0 | 0 | 0 | 0 | 0 | 0 | 0 | 0 | 0 | 0 | 0 | 0 | 0 | 0 | 0 | 0 | 0 | 0 | 0 | 0 | 0 | 0 | 0 | 0 | 0 | 0 | 0 | 0 | 0 | 0 | 0 | 0 | 0 | 0 | 0 | 0 | 0 | 0 | 0 | 0 | 0
Annual Total | Total - central carbon cost |  | £m | 6.3114 | 6.4144 | 6.5198 | 6.6278 | 6.7382 | 6.8512 | 6.8691 | 6.8496 | 6.8342 | 6.8227 | 6.8152 | 6.8115 | 6.81 | 6.8041 | 6.8019 | 6.8035 | 6.8083 | 6.8144 | 6.8241 | 6.8373 | 6.854 | 6.8741 | 6.8976 | 6.9245 | 66.9705 | 67.2805 | 67.6212 | 67.9925 | 68.394 | 68.8255 | 69.2867 | 70.1064 | 70.9623 | 71.8547 | 72.7839 | 73.7503 | 74.7541 | 75.7957 | 76.8756 | 77.9941 | 79.1517 | 80.3489 | 81.586 | 82.8637 | 84.1824 | 85.5426 | 86.945 | 88.3901 | 89.8648 | 91.3735
| Total - low carbon cost |  | £m | 6.3108 | 6.4137 | 6.5192 | 6.6271 | 6.7375 | 6.8505 | 6.8684 | 6.8489 | 6.8334 | 6.8219 | 6.8144 | 6.8107 | 6.8092 | 6.8032 | 6.801 | 6.8025 | 6.8073 | 6.8134 | 6.8231 | 6.8363 | 6.8529 | 6.873 | 6.8965 | 6.9233 | 66.9692 | 67.2791 | 67.6198 | 67.9911 | 68.3926 | 68.824 | 69.2851 | 70.1048 | 70.9606 | 71.853 | 72.7821 | 73.7484 | 74.7521 | 75.7937 | 76.8735 | 77.992 | 79.1495 | 80.3466 | 81.5837 | 82.8613 | 84.1799 | 85.5401 | 86.9424 | 88.3874 | 89.8619 | 91.3706
| Total - high carbon cost |  | £m | 6.312 | 6.415 | 6.5205 | 6.6284 | 6.7389 | 6.8519 | 6.8698 | 6.8503 | 6.8349 | 6.8235 | 6.816 | 6.8123 | 6.8109 | 6.8049 | 6.8028 | 6.8044 | 6.8092 | 6.8154 | 6.8251 | 6.8383 | 6.855 | 6.8752 | 6.8987 | 6.9256 | 66.9718 | 67.2818 | 67.6226 | 67.9939 | 68.3955 | 68.827 | 69.2882 | 70.108 | 70.964 | 71.8564 | 72.7857 | 73.7521 | 74.7559 | 75.7976 | 76.8776 | 77.9962 | 79.1538 | 80.3511 | 81.5883 | 82.866 | 84.1848 | 85.5451 | 86.9476 | 88.3928 | 89.8675 | 91.3764
Net Present Value | Total - central carbon cost |  | £m | 6.3114 | 12.7257 | 19.2456 | 25.8733 | 32.6115 | 39.4628 | 46.3319 | 53.1815 | 60.0156 | 66.8383 | 73.6535 | 80.465 | 87.275 | 94.0791 | 100.881 | 107.6845 | 114.4927 | 121.3071 | 128.1312 | 134.9685 | 141.8225 | 148.6966 | 155.5942 | 162.5187 | 229.4891 | 296.7696 | 364.3908 | 432.3833 | 500.7774 | 569.6029 | 638.8896 | 708.996 | 779.9583 | 851.813 | 924.5969 | 998.3472 | 1073.1012 | 1148.8969 | 1225.7725 | 1303.7666 | 1382.9183 | 1463.2672 | 1544.8532 | 1627.7168 | 1711.8992 | 1797.4418 | 1884.3869 | 1972.777 | 2062.6417 | 2154.0152
| Total - low carbon cost |  | £m | 6.3108 | 12.7245 | 19.2437 | 25.8708 | 32.6083 | 39.4588 | 46.3272 | 53.1761 | 60.0095 | 66.8314 | 73.6457 | 80.4564 | 87.2656 | 94.0688 | 100.8698 | 107.6723 | 114.4796 | 121.293 | 128.1161 | 134.9524 | 141.8053 | 148.6783 | 155.5747 | 162.4981 | 229.4672 | 296.7463 | 364.3662 | 432.3573 | 500.7498 | 569.5738 | 638.8589 | 708.9637 | 779.9243 | 851.7773 | 924.5595 | 998.3079 | 1073.06 | 1148.8537 | 1225.7273 | 1303.7193 | 1382.8688 | 1463.2154 | 1544.7991 | 1627.6604 | 1711.8402 | 1797.3803 | 1884.3227 | 1972.7101 | 2062.572 | 2153.9426
| Total - high carbon cost |  | £m | 6.312 | 12.727 | 19.2475 | 25.8759 | 32.6148 | 39.4667 | 46.3366 | 53.1869 | 60.0218 | 66.8453 | 73.6613 | 80.4736 | 87.2845 | 94.0894 | 100.8922 | 107.6966 | 114.5058 | 121.3212 | 128.1463 | 134.9846 | 141.8397 | 148.7149 | 155.6136 | 162.5392 | 229.511 | 296.7928 | 364.4154 | 432.4094 | 500.8049 | 569.6319 | 638.9201 | 709.0281 | 779.9921 | 851.8485 | 924.6342 | 998.3863 | 1073.1422 | 1148.9398 | 1225.8174 | 1303.8136 | 1382.9674 | 1463.3185 | 1544.9068 | 1627.7728 | 1711.9576 | 1797.5027 | 1884.4504 | 1972.8432 | 2062.7107 | 2154.087
|  |  |  | 2027 | 2028 | 2029 | 2030 | 2031 | 2032 | 2033 | 2034 | 2035 | 2036 | 2037 | 2038 | 2039 | 2040 | 2041 | 2042 | 2043 | 2044 | 2045 | 2046 | 2047 | 2048 | 2049 | 2050 | 2051 | 2052 | 2053 | 2054 | 2055 | 2056 | 2057 | 2058 | 2059 | 2060 | 2061 | 2062 | 2063 | 2064 | 2065 | 2066 | 2067 | 2068 | 2069 | 2070 | 2071 | 2072 | 2073 | 2074 | 2075 | 2076
| Monetised risk - memo line |  | £m
Note on B10: Ofgem: Enter as year (eg 2027)
Note on C158: Duncan Innes:GT/GD
Note on C161: Duncan Innes: All sectors
Note on C162: Duncan Innes: All sectors
Note on B229: Ofgem: This line records the total monetised risk of the modelled scenario. It acts as a cross-reference between the CBA and NARM BPDTs and should not directly link to any formulas in the CBA analysis above.

## Option_10 Workings (hidden)
Additional cost/benefit explanations
Please provide a short explanation of any additional cost/benefit lines that have been completed in addition to the pre-populated ones. This should include both a description of the nature of the cost/benefit, and an explanation of how the value was calculated, citing appropriate sources (eg for relevant global warming potentials). If an explanation has been provided within the EJP, then simply provide a reference to the relevant page number.
Long term cost/benefit assumptions
Please briefly summarise the assumptions you have used to calculate long-term (ie beyond the duration of the RIIO3 price control) costs and other inputs (eg "Opex assumed to increase at 1%/year based on historic trends"). In most cases we would expect these to be the same across the baseline and different options, but where this is not the case additional tabs can be completed as necessary. If detailed descriptions are required (eg to explain assumptions around whole life costs of assets) these should be included as part of the EJP
Capex
Opex
Leakage
Fatality risk
Non-Fatality risk
Cost cross-referencing
If there is any explanation required on how the cost data set out in the EJP totals to the lines in the CBA, please provide it here.